## Processed
BUName | DCA_Acct | DCA_AssetType | OR_ItemPurchYear | MfgSerialNo | DCA_Qty | DCA_UnitCost | DCA_DispReason | MfgName | MfgName_Clean | ModelNo | ModelNo_Clean | AX_Condition | DCA_Condition | Description | AX_SiteAddress | AX_SiteCity | AX_SiteState | AX_SiteZip | DCA_Type
nan | nan | nan | nan | 007592 | 1 | 0 | nan | ALPHA TECHNOLOGIES | alphatechnologies | 0140004 | 0140004 | UNK | END OF LIFE | 43/120 INVERTER MODULE 1200W | 2096 N Gateway Blvd | Fresno | CA | 93727 | DISP
nan | nan | nan | nan | nan | 1 | 0 | nan | COMMAND NE | commandne | 016-357-10 | 01635710 | UNK | END OF LIFE | COMM/NET SYSTEMS 48VDC A/B INP/C BUS OP DIODE GMT FUSE PNL | 2096 N Gateway Blvd | Fresno | CA | 93727 | DISP
nan | nan | nan | nan | 1786375 | 1 | 0 | nan | SUPERMICRO | supermicro | 1019S-M2 | 1019sm2 | UNK | END OF LIFE | 1019S-M2 SUPERSERVER 1U DUAL PROCESSOR | 2096 N Gateway Blvd | Fresno | CA | 93727 | DISP
nan | nan | nan | nan | nan | 1 | 0 | nan | CISCO | cisco | 15216-MD-40-ODD | 15216md40odd | UNK | END OF LIFE | CISCO 15216-MD-40-ODD ONS 15216 40CH MUX DEMUX PATCH PAN ODD | 124 Action ST | Maynard | MA | 1754 | DISP
nan | nan | nan | nan | nan | 1 | 0 | nan | SCIENTIFIC ATLANTA | scientificatlanta | 4000528 | 4000528 | UNK | END OF LIFE | Prisma DTx Model 2540 Service Adapter | 124 Action ST | Maynard | MA | 1754 | DISP
nan | nan | nan | nan | nan | 5 | 0 | nan | MOTOROLA | motorola | 469902-001 | 469902001 | UNK | END OF LIFE | MOTOROLA 469902-001 DM3000 CPU MODULE | 124 Action ST | Maynard | MA | 1754 | DISP
nan | nan | nan | nan | nan | 5 | 0 | nan | MOTOROLA | motorola | 506424-011-00 | 50642401100 | UNK | END OF LIFE | MOTOROLA 506424-011-00 N1U-0M162FB59S35/SCA | 124 Action ST | Maynard | MA | 1754 | DISP
nan | nan | nan | nan | 3TA14LXM | 1 | 0 | nan | HEWLETT PACKARD | hewlettpackard | 512544-003 | 512544003 | UNK | END OF LIFE | HP 72-GB 6G 15K 2.5 DP SAS HDD | 2096 N Gateway Blvd | Fresno | CA | 93727 | DISP
nan | nan | nan | nan | 3TA14PD2 | 1 | 0 | nan | HEWLETT PACKARD | hewlettpackard | 512544-003 | 512544003 | UNK | END OF LIFE | HP 72-GB 6G 15K 2.5 DP SAS HDD | 2096 N Gateway Blvd | Fresno | CA | 93727 | DISP
nan | nan | nan | nan | 3TA14L7X | 1 | 0 | nan | HEWLETT PACKARD | hewlettpackard | 512544-003 | 512544003 | UNK | END OF LIFE | HP 72-GB 6G 15K 2.5 DP SAS HDD | 2096 N Gateway Blvd | Fresno | CA | 93727 | DISP
nan | nan | nan | nan | D106670000816749 | 1 | 0 | nan | MOTOROLA | motorola | 528784-001-00 | 52878400100 | UNK | END OF LIFE | MOTOROLA 528784-001-00 GX2-DRR-2X65-PIN-R | 2096 N Gateway Blvd | Fresno | CA | 93727 | DISP
nan | nan | nan | nan | D106670000816747 | 1 | 0 | nan | MOTOROLA | motorola | 528784-001-00 | 52878400100 | UNK | END OF LIFE | MOTOROLA 528784-001-00 GX2-DRR-2X65-PIN-R | 2096 N Gateway Blvd | Fresno | CA | 93727 | DISP
nan | nan | nan | nan | D106670000816766 | 1 | 0 | nan | MOTOROLA | motorola | 528784-001-00 | 52878400100 | UNK | END OF LIFE | MOTOROLA 528784-001-00 GX2-DRR-2X65-PIN-R | 2096 N Gateway Blvd | Fresno | CA | 93727 | DISP
nan | nan | nan | nan | nan | 2 | 0 | nan | VIAVI SOLUTIONS INC | viavisolutionsinc | 52P6382 | 52p6382 | UNK | END OF LIFE | GLC-SX-MM | 124 Action ST | Maynard | MA | 1754 | DISP
nan | nan | nan | nan | 1747624147000139 | 1 | 0 | nan | MOTOROLA | motorola | 535655-002-00 | 53565500200 | UNK | END OF LIFE | MOTOROLA ARPD-1000 DC PWR RETURN PATH DEMODULATOR 1U CHASS | 2096 N Gateway Blvd | Fresno | CA | 93727 | DISP
nan | nan | nan | nan | 1747628270000066 | 1 | 0 | nan | MOTOROLA | motorola | 535655-002-00 | 53565500200 | UNK | END OF LIFE | MOTOROLA ARPD-1000 DC PWR RETURN PATH DEMODULATOR 1U CHASS | 700 Harvery Road | Manchester | NH | 3103 | DISP
nan | nan | nan | nan | 1747627275000040 | 1 | 0 | nan | MOTOROLA | motorola | 535655-002-00 | 53565500200 | UNK | END OF LIFE | MOTOROLA ARPD-1000 DC PWR RETURN PATH DEMODULATOR 1U CHASS | 700 Harvery Road | Manchester | NH | 3103 | DISP
nan | nan | nan | nan | 1747628260000038 | 1 | 0 | nan | MOTOROLA | motorola | 535655-002-00 | 53565500200 | UNK | END OF LIFE | MOTOROLA ARPD-1000 DC PWR RETURN PATH DEMODULATOR 1U CHASS | 700 Harvery Road | Manchester | NH | 3103 | DISP
nan | nan | nan | nan | 1747620040000092 | 1 | 0 | nan | MOTOROLA | motorola | 535655-002-00 | 53565500200 | UNK | END OF LIFE | MOTOROLA ARPD-1000 DC PWR RETURN PATH DEMODULATOR 1U CHASS | 700 Harvery Road | Manchester | NH | 3103 | DISP
nan | nan | nan | nan | 1747628276000039 | 1 | 0 | nan | MOTOROLA | motorola | 535655-002-00 | 53565500200 | UNK | END OF LIFE | MOTOROLA ARPD-1000 DC PWR RETURN PATH DEMODULATOR 1U CHASS | 700 Harvery Road | Manchester | NH | 3103 | DISP
nan | nan | nan | nan | 1747629247000010 | 1 | 0 | nan | MOTOROLA | motorola | 535655-002-00 | 53565500200 | UNK | END OF LIFE | MOTOROLA ARPD-1000 DC PWR RETURN PATH DEMODULATOR 1U CHASS | 700 Harvery Road | Manchester | NH | 3103 | DISP
nan | nan | nan | nan | 1747629247000102 | 1 | 0 | nan | MOTOROLA | motorola | 535655-002-00 | 53565500200 | UNK | END OF LIFE | MOTOROLA ARPD-1000 DC PWR RETURN PATH DEMODULATOR 1U CHASS | 700 Harvery Road | Manchester | NH | 3103 | DISP
nan | nan | nan | nan | 1747620035000366 | 1 | 0 | nan | MOTOROLA | motorola | 535655-002-00 | 53565500200 | UNK | END OF LIFE | MOTOROLA ARPD-1000 DC PWR RETURN PATH DEMODULATOR 1U CHASS | 700 Harvery Road | Manchester | NH | 3103 | DISP
nan | nan | nan | nan | 1747620064000054 | 1 | 0 | nan | MOTOROLA | motorola | 535655-002-00 | 53565500200 | UNK | END OF LIFE | MOTOROLA ARPD-1000 DC PWR RETURN PATH DEMODULATOR 1U CHASS | 700 Harvery Road | Manchester | NH | 3103 | DISP
nan | nan | nan | nan | 1747620347000016 | 1 | 0 | nan | MOTOROLA | motorola | 535655-002-00 | 53565500200 | UNK | END OF LIFE | MOTOROLA ARPD-1000 DC PWR RETURN PATH DEMODULATOR 1U CHASS | 700 Harvery Road | Manchester | NH | 3103 | DISP
nan | nan | nan | nan | 1747620242000265 | 1 | 0 | nan | MOTOROLA | motorola | 535655-002-00 | 53565500200 | UNK | END OF LIFE | MOTOROLA ARPD-1000 DC PWR RETURN PATH DEMODULATOR 1U CHASS | 700 Harvery Road | Manchester | NH | 3103 | DISP
nan | nan | nan | nan | 1747628270000035 | 1 | 0 | nan | MOTOROLA | motorola | 535655-002-00 | 53565500200 | UNK | END OF LIFE | MOTOROLA ARPD-1000 DC PWR RETURN PATH DEMODULATOR 1U CHASS | 700 Harvery Road | Manchester | NH | 3103 | DISP
nan | nan | nan | nan | 1747628331000011 | 1 | 0 | nan | MOTOROLA | motorola | 535655-002-00 | 53565500200 | UNK | END OF LIFE | MOTOROLA ARPD-1000 DC PWR RETURN PATH DEMODULATOR 1U CHASS | 700 Harvery Road | Manchester | NH | 3103 | DISP
nan | nan | nan | nan | 1747625056000029 | 1 | 0 | nan | MOTOROLA | motorola | 535655-002-00 | 53565500200 | UNK | END OF LIFE | MOTOROLA ARPD-1000 DC PWR RETURN PATH DEMODULATOR 1U CHASS | 124 Action ST | Maynard | MA | 1754 | DISP
nan | nan | nan | nan | 1748624101000051 | 1 | 0 | nan | MOTOROLA | motorola | 535666-001-00 | 53566600100 | UNK | END OF LIFE | Motorola ADM 4000 Demodulator Module | 2096 N Gateway Blvd | Fresno | CA | 93727 | DISP
nan | nan | nan | nan | 1748624113000346 | 1 | 0 | nan | MOTOROLA | motorola | 535666-001-00 | 53566600100 | UNK | END OF LIFE | Motorola ADM 4000 Demodulator Module | 2096 N Gateway Blvd | Fresno | CA | 93727 | DISP
nan | nan | nan | nan | 1748624101000013 | 1 | 0 | nan | MOTOROLA | motorola | 535666-001-00 | 53566600100 | UNK | END OF LIFE | Motorola ADM 4000 Demodulator Module | 2096 N Gateway Blvd | Fresno | CA | 93727 | DISP
nan | nan | nan | nan | 1748624101000136 | 1 | 0 | nan | MOTOROLA | motorola | 535666-001-00 | 53566600100 | UNK | END OF LIFE | Motorola ADM 4000 Demodulator Module | 2096 N Gateway Blvd | Fresno | CA | 93727 | DISP
nan | nan | nan | nan | 1748624101000037 | 1 | 0 | nan | MOTOROLA | motorola | 535666-001-00 | 53566600100 | UNK | END OF LIFE | Motorola ADM 4000 Demodulator Module | 2096 N Gateway Blvd | Fresno | CA | 93727 | DISP
nan | nan | nan | nan | 1748624101000044 | 1 | 0 | nan | MOTOROLA | motorola | 535666-001-00 | 53566600100 | UNK | END OF LIFE | Motorola ADM 4000 Demodulator Module | 2096 N Gateway Blvd | Fresno | CA | 93727 | DISP
nan | nan | nan | nan | 136465456341564654654 | 1 | 0 | nan | MOTOROLA | motorola | 541928-013-00 | 54192801300 | UNK | END OF LIFE | ARRIS 541928-013-00 APEX1000 1 2X4 MOD W/REDUN DUAL DC PWR S | 700 Harvery Road | Manchester | NH | 3103 | DISP
nan | nan | nan | nan | 19077530640003252007 | 1 | 0 | nan | MOTOROLA | motorola | 541928-013-00 | 54192801300 | UNK | END OF LIFE | ARRIS 541928-013-00 APEX1000 1 2X4 MOD W/REDUN DUAL DC PWR S | 700 Harvery Road | Manchester | NH | 3103 | DISP
nan | nan | nan | nan | 23165413161651654 | 1 | 0 | nan | MOTOROLA | motorola | 541928-013-00 | 54192801300 | UNK | END OF LIFE | ARRIS 541928-013-00 APEX1000 1 2X4 MOD W/REDUN DUAL DC PWR S | 700 Harvery Road | Manchester | NH | 3103 | DISP
nan | nan | nan | nan | 19077503610001261605 | 1 | 0 | nan | MOTOROLA | motorola | 541928-013-00 | 54192801300 | UNK | END OF LIFE | ARRIS 541928-013-00 APEX1000 1 2X4 MOD W/REDUN DUAL DC PWR S | 700 Harvery Road | Manchester | NH | 3103 | DISP
nan | nan | nan | nan | 19077542610008970613 | 1 | 0 | nan | MOTOROLA | motorola | 541928-013-00 | 54192801300 | UNK | END OF LIFE | ARRIS 541928-013-00 APEX1000 1 2X4 MOD W/REDUN DUAL DC PWR S | 700 Harvery Road | Manchester | NH | 3103 | DISP
nan | nan | nan | nan | 1346546545646113166 | 1 | 0 | nan | MOTOROLA | motorola | 541928-013-00 | 54192801300 | UNK | END OF LIFE | ARRIS 541928-013-00 APEX1000 1 2X4 MOD W/REDUN DUAL DC PWR S | 700 Harvery Road | Manchester | NH | 3103 | DISP
nan | nan | nan | nan | 32165436421313212311 | 1 | 0 | nan | MOTOROLA | motorola | 541928-013-00 | 54192801300 | UNK | END OF LIFE | ARRIS 541928-013-00 APEX1000 1 2X4 MOD W/REDUN DUAL DC PWR S | 700 Harvery Road | Manchester | NH | 3103 | DISP
nan | nan | nan | nan | 19078683260002620803 | 1 | 0 | nan | MOTOROLA | motorola | 541928-013-00 | 54192801300 | UNK | END OF LIFE | ARRIS 541928-013-00 APEX1000 1 2X4 MOD W/REDUN DUAL DC PWR S | 700 Harvery Road | Manchester | NH | 3103 | DISP
nan | nan | nan | nan | 19077512550004821605 | 1 | 0 | nan | MOTOROLA | motorola | 541928-013-00 | 54192801300 | UNK | END OF LIFE | ARRIS 541928-013-00 APEX1000 1 2X4 MOD W/REDUN DUAL DC PWR S | 700 Harvery Road | Manchester | NH | 3103 | DISP
nan | nan | nan | nan | 19077542610006820613 | 1 | 0 | nan | MOTOROLA | motorola | 541928-013-00 | 54192801300 | UNK | END OF LIFE | ARRIS 541928-013-00 APEX1000 1 2X4 MOD W/REDUN DUAL DC PWR S | 700 Harvery Road | Manchester | NH | 3103 | DISP
nan | nan | nan | nan | 20111571 | 1 | 0 | nan | MOTOROLA | motorola | 551771-002-00 | 55177100200 | UNK | END OF LIFE | MOTOROLA 551771-002-00 1000BASE-T COPPER SP7041-R-L-MO SFP | 2096 N Gateway Blvd | Fresno | CA | 93727 | DISP
nan | nan | nan | nan | 20111503 | 1 | 0 | nan | MOTOROLA | motorola | 551771-002-00 | 55177100200 | UNK | END OF LIFE | MOTOROLA 551771-002-00 1000BASE-T COPPER SP7041-R-L-MO SFP | 2096 N Gateway Blvd | Fresno | CA | 93727 | DISP
nan | nan | nan | nan | 20111435 | 1 | 0 | nan | MOTOROLA | motorola | 551771-002-00 | 55177100200 | UNK | END OF LIFE | MOTOROLA 551771-002-00 1000BASE-T COPPER SP7041-R-L-MO SFP | 2096 N Gateway Blvd | Fresno | CA | 93727 | DISP
nan | nan | nan | nan | K126696002309948 | 1 | 0 | nan | MOTOROLA | motorola | 586032-001-00 | 58603200100 | UNK | END OF LIFE | GX2-DDR-2X-85 DIGITAL RETURN RECEIVER DUAL | 2096 N Gateway Blvd | Fresno | CA | 93727 | DISP
nan | nan | nan | nan | J126696000607984 | 1 | 0 | nan | MOTOROLA | motorola | 586032-001-00 | 58603200100 | UNK | END OF LIFE | GX2-DDR-2X-85 DIGITAL RETURN RECEIVER DUAL | 2096 N Gateway Blvd | Fresno | CA | 93727 | DISP
nan | nan | nan | nan | K126696002309912 | 1 | 0 | nan | MOTOROLA | motorola | 586032-001-00 | 58603200100 | UNK | END OF LIFE | GX2-DDR-2X-85 DIGITAL RETURN RECEIVER DUAL | 2096 N Gateway Blvd | Fresno | CA | 93727 | DISP
nan | nan | nan | nan | K126696002309902 | 1 | 0 | nan | MOTOROLA | motorola | 586032-001-00 | 58603200100 | UNK | END OF LIFE | GX2-DDR-2X-85 DIGITAL RETURN RECEIVER DUAL | 2096 N Gateway Blvd | Fresno | CA | 93727 | DISP
nan | nan | nan | nan | K126696002309978 | 1 | 0 | nan | MOTOROLA | motorola | 586032-001-00 | 58603200100 | UNK | END OF LIFE | GX2-DDR-2X-85 DIGITAL RETURN RECEIVER DUAL | 2096 N Gateway Blvd | Fresno | CA | 93727 | DISP
nan | nan | nan | nan | K126696002309966 | 1 | 0 | nan | MOTOROLA | motorola | 586032-001-00 | 58603200100 | UNK | END OF LIFE | GX2-DDR-2X-85 DIGITAL RETURN RECEIVER DUAL | 2096 N Gateway Blvd | Fresno | CA | 93727 | DISP
nan | nan | nan | nan | K126696002309974 | 1 | 0 | nan | MOTOROLA | motorola | 586032-001-00 | 58603200100 | UNK | END OF LIFE | GX2-DDR-2X-85 DIGITAL RETURN RECEIVER DUAL | 2096 N Gateway Blvd | Fresno | CA | 93727 | DISP
nan | nan | nan | nan | K126696002309915 | 1 | 0 | nan | MOTOROLA | motorola | 586032-001-00 | 58603200100 | UNK | END OF LIFE | GX2-DDR-2X-85 DIGITAL RETURN RECEIVER DUAL | 2096 N Gateway Blvd | Fresno | CA | 93727 | DISP
nan | nan | nan | nan | K126696002309900 | 1 | 0 | nan | MOTOROLA | motorola | 586032-001-00 | 58603200100 | UNK | END OF LIFE | GX2-DDR-2X-85 DIGITAL RETURN RECEIVER DUAL | 2096 N Gateway Blvd | Fresno | CA | 93727 | DISP
nan | nan | nan | nan | K126696002309946 | 1 | 0 | nan | MOTOROLA | motorola | 586032-001-00 | 58603200100 | UNK | END OF LIFE | GX2-DDR-2X-85 DIGITAL RETURN RECEIVER DUAL | 2096 N Gateway Blvd | Fresno | CA | 93727 | DISP
nan | nan | nan | nan | K126696002309932 | 1 | 0 | nan | MOTOROLA | motorola | 586032-001-00 | 58603200100 | UNK | END OF LIFE | GX2-DDR-2X-85 DIGITAL RETURN RECEIVER DUAL | 2096 N Gateway Blvd | Fresno | CA | 93727 | DISP
nan | nan | nan | nan | K126696002309904 | 1 | 0 | nan | MOTOROLA | motorola | 586032-001-00 | 58603200100 | UNK | END OF LIFE | GX2-DDR-2X-85 DIGITAL RETURN RECEIVER DUAL | 2096 N Gateway Blvd | Fresno | CA | 93727 | DISP
nan | nan | nan | nan | K126696002309910 | 1 | 0 | nan | MOTOROLA | motorola | 586032-001-00 | 58603200100 | UNK | END OF LIFE | GX2-DDR-2X-85 DIGITAL RETURN RECEIVER DUAL | 2096 N Gateway Blvd | Fresno | CA | 93727 | DISP
nan | nan | nan | nan | nan | 2 | 0 | nan | HEWLETT PACKARD | hewlettpackard | 619671-401 | 619671401 | UNK | END OF LIFE | HP 619671-401 750W 48V COMMON SLOT HOT-SWAP DC PWR SUPPLY | 2096 N Gateway Blvd | Fresno | CA | 93727 | DISP
nan | nan | nan | nan | nan | 2 | 0 | nan | VIAVI SOLUTIONS INC | viavisolutionsinc | 64P0465 | 64p0465 | UNK | END OF LIFE | JDSU 64P0465 JGB12S2CA1 SERIAL OPTICAL CONVERTER 1250 MB SWL | 124 Action ST | Maynard | MA | 1754 | DISP
nan | nan | nan | nan | 5420A02DFTM2 | 1 | 0 | nan | HEWLETT PACKARD | hewlettpackard | 689287-003 | 689287003 | UNK | END OF LIFE | 600GB 10K SAS | 2096 N Gateway Blvd | Fresno | CA | 93727 | DISP
nan | nan | nan | nan | 5420A02CFTM2 | 1 | 0 | nan | HEWLETT PACKARD | hewlettpackard | 689287-003 | 689287003 | UNK | END OF LIFE | 600GB 10K SAS | 2096 N Gateway Blvd | Fresno | CA | 93727 | DISP
nan | nan | nan | nan | nan | 6 | 0 | nan | SCIENTIFIC ATLANTA | scientificatlanta | 733908 | 733908 | UNK | END OF LIFE | SCI 733908 2540 PRISMA DTx SONET/SDH L3 SERVICE ADAPTA | 124 Action ST | Maynard | MA | 1754 | DISP
nan | nan | nan | nan | nan | 3 | 0 | nan | JUNIPER | juniper | 740-011614 | 740011614 | UNK | END OF LIFE | 1000 BASE LX SFP MODULE | 124 Action ST | Maynard | MA | 1754 | DISP
nan | nan | nan | nan | nan | 2 | 0 | nan | JUNIPER | juniper | 740-014279 | 740014279 | UNK | END OF LIFE | Juniper Networks 10GE-LR/OC192-SR1 OPNEXT XFP Transceiver | 124 Action ST | Maynard | MA | 1754 | DISP
nan | nan | nan | nan | nan | 4 | 0 | nan | SCIENTIFIC ATLANTA | scientificatlanta | 741130 | 741130 | UNK | END OF LIFE | SCIENTIFIC ATLANTA: 9825S NTSC Modulator SAP enabled 741130 | 124 Action ST | Maynard | MA | 1754 | DISP
nan | nan | nan | nan | ~AAKOINB | 1 | 0 | nan | SCIENTIFIC ATLANTA | scientificatlanta | 741160 | 741160 | UNK | END OF LIFE | SCIENTIFIC ATLANTA 741160 CONTINUUM CONTROLLER SERIES 9811 | 124 Action ST | Maynard | MA | 1754 | DISP
nan | nan | nan | nan | 115024319 | 1 | 0 | nan | MOLEX | molex | 74720-0510 | 747200510 | UNK | END OF LIFE | SMALL FORM-FACTOR PLUGGABLE (SFP) EMI PLUG | 2096 N Gateway Blvd | Fresno | CA | 93727 | DISP
nan | nan | nan | nan | 123421970 | 1 | 0 | nan | MOLEX | molex | 74720-0510 | 747200510 | UNK | END OF LIFE | SMALL FORM-FACTOR PLUGGABLE (SFP) EMI PLUG | 2096 N Gateway Blvd | Fresno | CA | 93727 | DISP
nan | nan | nan | nan | 115024335 | 1 | 0 | nan | MOLEX | molex | 74720-0510 | 747200510 | UNK | END OF LIFE | SMALL FORM-FACTOR PLUGGABLE (SFP) EMI PLUG | 2096 N Gateway Blvd | Fresno | CA | 93727 | DISP
nan | nan | nan | nan | 115024086 | 1 | 0 | nan | MOLEX | molex | 74720-0510 | 747200510 | UNK | END OF LIFE | SMALL FORM-FACTOR PLUGGABLE (SFP) EMI PLUG | 2096 N Gateway Blvd | Fresno | CA | 93727 | DISP
nan | nan | nan | nan | 115026357 | 1 | 0 | nan | MOLEX | molex | 74720-0510 | 747200510 | UNK | END OF LIFE | SMALL FORM-FACTOR PLUGGABLE (SFP) EMI PLUG | 2096 N Gateway Blvd | Fresno | CA | 93727 | DISP
nan | nan | nan | nan | 115026998 | 1 | 0 | nan | MOLEX | molex | 74720-0510 | 747200510 | UNK | END OF LIFE | SMALL FORM-FACTOR PLUGGABLE (SFP) EMI PLUG | 2096 N Gateway Blvd | Fresno | CA | 93727 | DISP
nan | nan | nan | nan | 123221151 | 1 | 0 | nan | MOLEX | molex | 74720-0510 | 747200510 | UNK | END OF LIFE | SMALL FORM-FACTOR PLUGGABLE (SFP) EMI PLUG | 2096 N Gateway Blvd | Fresno | CA | 93727 | DISP
nan | nan | nan | nan | 115026390 | 1 | 0 | nan | MOLEX | molex | 74720-0510 | 747200510 | UNK | END OF LIFE | SMALL FORM-FACTOR PLUGGABLE (SFP) EMI PLUG | 2096 N Gateway Blvd | Fresno | CA | 93727 | DISP
nan | nan | nan | nan | 115024336 | 1 | 0 | nan | MOLEX | molex | 74720-0510 | 747200510 | UNK | END OF LIFE | SMALL FORM-FACTOR PLUGGABLE (SFP) EMI PLUG | 2096 N Gateway Blvd | Fresno | CA | 93727 | DISP
nan | nan | nan | nan | 123221148 | 1 | 0 | nan | MOLEX | molex | 74720-0510 | 747200510 | UNK | END OF LIFE | SMALL FORM-FACTOR PLUGGABLE (SFP) EMI PLUG | 2096 N Gateway Blvd | Fresno | CA | 93727 | DISP
nan | nan | nan | nan | 123221144 | 1 | 0 | nan | MOLEX | molex | 74720-0510 | 747200510 | UNK | END OF LIFE | SMALL FORM-FACTOR PLUGGABLE (SFP) EMI PLUG | 2096 N Gateway Blvd | Fresno | CA | 93727 | DISP
nan | nan | nan | nan | 123421938 | 1 | 0 | nan | MOLEX | molex | 74720-0510 | 747200510 | UNK | END OF LIFE | SMALL FORM-FACTOR PLUGGABLE (SFP) EMI PLUG | 2096 N Gateway Blvd | Fresno | CA | 93727 | DISP
nan | nan | nan | nan | 115024328 | 1 | 0 | nan | MOLEX | molex | 74720-0510 | 747200510 | UNK | END OF LIFE | SMALL FORM-FACTOR PLUGGABLE (SFP) EMI PLUG | 2096 N Gateway Blvd | Fresno | CA | 93727 | DISP
nan | nan | nan | nan | 115024094 | 1 | 0 | nan | MOLEX | molex | 74720-0510 | 747200510 | UNK | END OF LIFE | SMALL FORM-FACTOR PLUGGABLE (SFP) EMI PLUG | 2096 N Gateway Blvd | Fresno | CA | 93727 | DISP
nan | nan | nan | nan | 115024337 | 1 | 0 | nan | MOLEX | molex | 74720-0510 | 747200510 | UNK | END OF LIFE | SMALL FORM-FACTOR PLUGGABLE (SFP) EMI PLUG | 2096 N Gateway Blvd | Fresno | CA | 93727 | DISP
nan | nan | nan | nan | 123221123 | 1 | 0 | nan | MOLEX | molex | 74720-0510 | 747200510 | UNK | END OF LIFE | SMALL FORM-FACTOR PLUGGABLE (SFP) EMI PLUG | 2096 N Gateway Blvd | Fresno | CA | 93727 | DISP
nan | nan | nan | nan | 123221129 | 1 | 0 | nan | MOLEX | molex | 74720-0510 | 747200510 | UNK | END OF LIFE | SMALL FORM-FACTOR PLUGGABLE (SFP) EMI PLUG | 2096 N Gateway Blvd | Fresno | CA | 93727 | DISP
nan | nan | nan | nan | 123421952 | 1 | 0 | nan | MOLEX | molex | 74720-0510 | 747200510 | UNK | END OF LIFE | SMALL FORM-FACTOR PLUGGABLE (SFP) EMI PLUG | 2096 N Gateway Blvd | Fresno | CA | 93727 | DISP
nan | nan | nan | nan | 123420541 | 1 | 0 | nan | MOLEX | molex | 74720-0510 | 747200510 | UNK | END OF LIFE | SMALL FORM-FACTOR PLUGGABLE (SFP) EMI PLUG | 2096 N Gateway Blvd | Fresno | CA | 93727 | DISP
nan | nan | nan | nan | 115026372 | 1 | 0 | nan | MOLEX | molex | 74720-0510 | 747200510 | UNK | END OF LIFE | SMALL FORM-FACTOR PLUGGABLE (SFP) EMI PLUG | 2096 N Gateway Blvd | Fresno | CA | 93727 | DISP
nan | nan | nan | nan | 123421947 | 1 | 0 | nan | MOLEX | molex | 74720-0510 | 747200510 | UNK | END OF LIFE | SMALL FORM-FACTOR PLUGGABLE (SFP) EMI PLUG | 2096 N Gateway Blvd | Fresno | CA | 93727 | DISP
nan | nan | nan | nan | 123421943 | 1 | 0 | nan | MOLEX | molex | 74720-0510 | 747200510 | UNK | END OF LIFE | SMALL FORM-FACTOR PLUGGABLE (SFP) EMI PLUG | 2096 N Gateway Blvd | Fresno | CA | 93727 | DISP
nan | nan | nan | nan | 115821827 | 1 | 0 | nan | MOLEX | molex | 74720-0510 | 747200510 | UNK | END OF LIFE | SMALL FORM-FACTOR PLUGGABLE (SFP) EMI PLUG | 2096 N Gateway Blvd | Fresno | CA | 93727 | DISP
nan | nan | nan | nan | 107820110 | 1 | 0 | nan | MOLEX | molex | 74720-0510 | 747200510 | UNK | END OF LIFE | SMALL FORM-FACTOR PLUGGABLE (SFP) EMI PLUG | 2096 N Gateway Blvd | Fresno | CA | 93727 | DISP
nan | nan | nan | nan | 115024629 | 1 | 0 | nan | MOLEX | molex | 74720-0510 | 747200510 | UNK | END OF LIFE | SMALL FORM-FACTOR PLUGGABLE (SFP) EMI PLUG | 2096 N Gateway Blvd | Fresno | CA | 93727 | DISP
nan | nan | nan | nan | 123421942 | 1 | 0 | nan | MOLEX | molex | 74720-0510 | 747200510 | UNK | END OF LIFE | SMALL FORM-FACTOR PLUGGABLE (SFP) EMI PLUG | 2096 N Gateway Blvd | Fresno | CA | 93727 | DISP
nan | nan | nan | nan | 115024770 | 1 | 0 | nan | MOLEX | molex | 74720-0510 | 747200510 | UNK | END OF LIFE | SMALL FORM-FACTOR PLUGGABLE (SFP) EMI PLUG | 2096 N Gateway Blvd | Fresno | CA | 93727 | DISP
nan | nan | nan | nan | 123221153 | 1 | 0 | nan | MOLEX | molex | 74720-0510 | 747200510 | UNK | END OF LIFE | SMALL FORM-FACTOR PLUGGABLE (SFP) EMI PLUG | 2096 N Gateway Blvd | Fresno | CA | 93727 | DISP
nan | nan | nan | nan | 115024334 | 1 | 0 | nan | MOLEX | molex | 74720-0510 | 747200510 | UNK | END OF LIFE | SMALL FORM-FACTOR PLUGGABLE (SFP) EMI PLUG | 2096 N Gateway Blvd | Fresno | CA | 93727 | DISP
nan | nan | nan | nan | 123221127 | 1 | 0 | nan | MOLEX | molex | 74720-0510 | 747200510 | UNK | END OF LIFE | SMALL FORM-FACTOR PLUGGABLE (SFP) EMI PLUG | 2096 N Gateway Blvd | Fresno | CA | 93727 | DISP
nan | nan | nan | nan | 123421951 | 1 | 0 | nan | MOLEX | molex | 74720-0510 | 747200510 | UNK | END OF LIFE | SMALL FORM-FACTOR PLUGGABLE (SFP) EMI PLUG | 2096 N Gateway Blvd | Fresno | CA | 93727 | DISP
nan | nan | nan | nan | 123221145 | 1 | 0 | nan | MOLEX | molex | 74720-0510 | 747200510 | UNK | END OF LIFE | SMALL FORM-FACTOR PLUGGABLE (SFP) EMI PLUG | 2096 N Gateway Blvd | Fresno | CA | 93727 | DISP
nan | nan | nan | nan | 928320314 | 1 | 0 | nan | MOLEX | molex | 74720-0510 | 747200510 | UNK | END OF LIFE | SMALL FORM-FACTOR PLUGGABLE (SFP) EMI PLUG | 1900 CUMBERLAND SE PKWY | ATLANTA | GA | 30339 | DISP
nan | nan | nan | nan | 923620792 | 1 | 0 | nan | MOLEX | molex | 74720-0510 | 747200510 | UNK | END OF LIFE | SMALL FORM-FACTOR PLUGGABLE (SFP) EMI PLUG | 1900 CUMBERLAND SE PKWY | ATLANTA | GA | 30339 | DISP
nan | nan | nan | nan | 917620456 | 1 | 0 | nan | MOLEX | molex | 74720-0510 | 747200510 | UNK | END OF LIFE | SMALL FORM-FACTOR PLUGGABLE (SFP) EMI PLUG | 1900 CUMBERLAND SE PKWY | ATLANTA | GA | 30339 | DISP
nan | nan | nan | nan | 917620070 | 1 | 0 | nan | MOLEX | molex | 74720-0510 | 747200510 | UNK | END OF LIFE | SMALL FORM-FACTOR PLUGGABLE (SFP) EMI PLUG | 1900 CUMBERLAND SE PKWY | ATLANTA | GA | 30339 | DISP
nan | nan | nan | nan | 101531091 | 1 | 0 | nan | MOLEX | molex | 74720-0510 | 747200510 | UNK | END OF LIFE | SMALL FORM-FACTOR PLUGGABLE (SFP) EMI PLUG | 1900 CUMBERLAND SE PKWY | ATLANTA | GA | 30339 | DISP
nan | nan | nan | nan | 917620467 | 1 | 0 | nan | MOLEX | molex | 74720-0510 | 747200510 | UNK | END OF LIFE | SMALL FORM-FACTOR PLUGGABLE (SFP) EMI PLUG | 1900 CUMBERLAND SE PKWY | ATLANTA | GA | 30339 | DISP
nan | nan | nan | nan | 101610191 | 1 | 0 | nan | MOLEX | molex | 74720-0510 | 747200510 | UNK | END OF LIFE | SMALL FORM-FACTOR PLUGGABLE (SFP) EMI PLUG | 1900 CUMBERLAND SE PKWY | ATLANTA | GA | 30339 | DISP
nan | nan | nan | nan | 101610320 | 1 | 0 | nan | MOLEX | molex | 74720-0510 | 747200510 | UNK | END OF LIFE | SMALL FORM-FACTOR PLUGGABLE (SFP) EMI PLUG | 1900 CUMBERLAND SE PKWY | ATLANTA | GA | 30339 | DISP
nan | nan | nan | nan | 101610200 | 1 | 0 | nan | MOLEX | molex | 74720-0510 | 747200510 | UNK | END OF LIFE | SMALL FORM-FACTOR PLUGGABLE (SFP) EMI PLUG | 1900 CUMBERLAND SE PKWY | ATLANTA | GA | 30339 | DISP
nan | nan | nan | nan | 914720791 | 1 | 0 | nan | MOLEX | molex | 74720-0510 | 747200510 | UNK | END OF LIFE | SMALL FORM-FACTOR PLUGGABLE (SFP) EMI PLUG | 1900 CUMBERLAND SE PKWY | ATLANTA | GA | 30339 | DISP
nan | nan | nan | nan | 934120734 | 1 | 0 | nan | MOLEX | molex | 74720-0510 | 747200510 | UNK | END OF LIFE | SMALL FORM-FACTOR PLUGGABLE (SFP) EMI PLUG | 1900 CUMBERLAND SE PKWY | ATLANTA | GA | 30339 | DISP
nan | nan | nan | nan | 101610280 | 1 | 0 | nan | MOLEX | molex | 74720-0510 | 747200510 | UNK | END OF LIFE | SMALL FORM-FACTOR PLUGGABLE (SFP) EMI PLUG | 1900 CUMBERLAND SE PKWY | ATLANTA | GA | 30339 | DISP
nan | nan | nan | nan | 101610675 | 1 | 0 | nan | MOLEX | molex | 74720-0510 | 747200510 | UNK | END OF LIFE | SMALL FORM-FACTOR PLUGGABLE (SFP) EMI PLUG | 1900 CUMBERLAND SE PKWY | ATLANTA | GA | 30339 | DISP
nan | nan | nan | nan | 914720846 | 1 | 0 | nan | MOLEX | molex | 74720-0510 | 747200510 | UNK | END OF LIFE | SMALL FORM-FACTOR PLUGGABLE (SFP) EMI PLUG | 1900 CUMBERLAND SE PKWY | ATLANTA | GA | 30339 | DISP
nan | nan | nan | nan | 922930336 | 1 | 0 | nan | MOLEX | molex | 74720-0510 | 747200510 | UNK | END OF LIFE | SMALL FORM-FACTOR PLUGGABLE (SFP) EMI PLUG | 1900 CUMBERLAND SE PKWY | ATLANTA | GA | 30339 | DISP
nan | nan | nan | nan | nan | 1 | 0 | nan | COMMSCOPE | commscope | 760236174 | 760236174 | UNK | END OF LIFE | OCM1 LGX W/DWDM SINGLE 16CH/UP/EXP/2TEST, LC/APC(21-62) | 2096 N Gateway Blvd | Fresno | CA | 93727 | DISP
nan | nan | nan | nan | nan | 5 | 0 | nan | MOTOROLA | motorola | 842859-000 | 842859000 | UNK | END OF LIFE | MOTOROLA 842859-000 FEC MODULE | 124 Action ST | Maynard | MA | 1754 | DISP
nan | nan | nan | nan | WAE10N5E | 1 | 0 | nan | HEWLETT PACKARD | hewlettpackard | 867254-001 | 867254001 | UNK | END OF LIFE | 300GB 15K 12G SFF SAS SC Hard Drive | 2096 N Gateway Blvd | Fresno | CA | 93727 | DISP
nan | nan | nan | nan | DLD0409015626 | 1 | 0 | nan | NORTEL | nortel | A76009-007 | a76009007 | UNK | END OF LIFE | POWER SUPPLY 500W | 1900 CUMBERLAND SE PKWY | ATLANTA | GA | 30339 | DISP
nan | nan | nan | nan | DLD0344049753 | 1 | 0 | nan | NORTEL | nortel | A76009-007 | a76009007 | UNK | END OF LIFE | POWER SUPPLY 500W | 1900 CUMBERLAND SE PKWY | ATLANTA | GA | 30339 | DISP
nan | nan | nan | nan | DLD0452098226 | 1 | 0 | nan | NORTEL | nortel | A76009-007 | a76009007 | UNK | END OF LIFE | POWER SUPPLY 500W | 1900 CUMBERLAND SE PKWY | ATLANTA | GA | 30339 | DISP
nan | nan | nan | nan | DLD0413033603 | 1 | 0 | nan | NORTEL | nortel | A76009-007 | a76009007 | UNK | END OF LIFE | POWER SUPPLY 500W | 1900 CUMBERLAND SE PKWY | ATLANTA | GA | 30339 | DISP
nan | nan | nan | nan | DLD0517015792 | 1 | 0 | nan | NORTEL | nortel | A76009-007 | a76009007 | UNK | END OF LIFE | POWER SUPPLY 500W | 1900 CUMBERLAND SE PKWY | ATLANTA | GA | 30339 | DISP
nan | nan | nan | nan | DLD0632007365 | 1 | 0 | nan | NORTEL | nortel | A76009-007 | a76009007 | UNK | END OF LIFE | POWER SUPPLY 500W | 1900 CUMBERLAND SE PKWY | ATLANTA | GA | 30339 | DISP
nan | nan | nan | nan | nan | 46 | 0 | nan | GENERIC | generic | A86398-003 | a86398003 | UNK | END OF LIFE | A86398-003 MODULE | 124 Action ST | Maynard | MA | 1754 | DISP
nan | nan | nan | nan | BDA32455 | 1 | 0 | nan | MENARA | menara | ABTC02J-BT | abtc02jbt | UNK | END OF LIFE | MENARA 10/100/1000BASE-T SGMII RJ45 ITEMP COPPER SFP TRCVR M | 2096 N Gateway Blvd | Fresno | CA | 93727 | DISP
nan | nan | nan | nan | BDA32456 | 1 | 0 | nan | MENARA | menara | ABTC02J-BT | abtc02jbt | UNK | END OF LIFE | MENARA 10/100/1000BASE-T SGMII RJ45 ITEMP COPPER SFP TRCVR M | 2096 N Gateway Blvd | Fresno | CA | 93727 | DISP
nan | nan | nan | nan | BDA30215 | 1 | 0 | nan | MENARA | menara | ABTC02J-BT | abtc02jbt | UNK | END OF LIFE | MENARA 10/100/1000BASE-T SGMII RJ45 ITEMP COPPER SFP TRCVR M | 2096 N Gateway Blvd | Fresno | CA | 93727 | DISP
nan | nan | nan | nan | BDA30231 | 1 | 0 | nan | MENARA | menara | ABTC02J-BT | abtc02jbt | UNK | END OF LIFE | MENARA 10/100/1000BASE-T SGMII RJ45 ITEMP COPPER SFP TRCVR M | 2096 N Gateway Blvd | Fresno | CA | 93727 | DISP
nan | nan | nan | nan | BDA32468 | 1 | 0 | nan | MENARA | menara | ABTC02J-BT | abtc02jbt | UNK | END OF LIFE | MENARA 10/100/1000BASE-T SGMII RJ45 ITEMP COPPER SFP TRCVR M | 2096 N Gateway Blvd | Fresno | CA | 93727 | DISP
nan | nan | nan | nan | BDA30224 | 1 | 0 | nan | MENARA | menara | ABTC02J-BT | abtc02jbt | UNK | END OF LIFE | MENARA 10/100/1000BASE-T SGMII RJ45 ITEMP COPPER SFP TRCVR M | 2096 N Gateway Blvd | Fresno | CA | 93727 | DISP
nan | nan | nan | nan | BDA30230 | 1 | 0 | nan | MENARA | menara | ABTC02J-BT | abtc02jbt | UNK | END OF LIFE | MENARA 10/100/1000BASE-T SGMII RJ45 ITEMP COPPER SFP TRCVR M | 2096 N Gateway Blvd | Fresno | CA | 93727 | DISP
nan | nan | nan | nan | BDA32467 | 1 | 0 | nan | MENARA | menara | ABTC02J-BT | abtc02jbt | UNK | END OF LIFE | MENARA 10/100/1000BASE-T SGMII RJ45 ITEMP COPPER SFP TRCVR M | 2096 N Gateway Blvd | Fresno | CA | 93727 | DISP
nan | nan | nan | nan | nan | 1 | 0 | nan | AVAGO | avago | AFBR-5601Z | afbr5601z | UNK | END OF LIFE | GBIC 1000BASE-SX WAVELENGTH 850NM REACH | 124 Action ST | Maynard | MA | 1754 | DISP
nan | nan | nan | nan | FCW2012NFVN | 1 | 0 | nan | CISCO | cisco | AIR-CAP3702I-A-K9 | aircap3702iak9 | UNK | END OF LIFE | Cisco Controller Based Access Point | 2096 N Gateway Blvd | Fresno | CA | 93727 | DISP
nan | nan | nan | nan | D8A4382 | 1 | 0 | nan | AURORA NETWORKS | auroranetworks | AT3306G-A-2-AS | at3306ga2as | UNK | END OF LIFE | Txmtr 1GHz 6dB Dual Input AGC 77Analog 75QAM Ch SC/APC BPA8 | 2096 N Gateway Blvd | Fresno | CA | 93727 | DISP
nan | nan | nan | nan | E5A1469 | 1 | 0 | nan | AURORA NETWORKS | auroranetworks | AT3306G-A-2-AS | at3306ga2as | UNK | END OF LIFE | Txmtr 1GHz 6dB Dual Input AGC 77Analog 75QAM Ch SC/APC BPA8 | 2096 N Gateway Blvd | Fresno | CA | 93727 | DISP
nan | nan | nan | nan | D8A4507 | 1 | 0 | nan | AURORA NETWORKS | auroranetworks | AT3306G-A-2-AS | at3306ga2as | UNK | END OF LIFE | Txmtr 1GHz 6dB Dual Input AGC 77Analog 75QAM Ch SC/APC BPA8 | 2096 N Gateway Blvd | Fresno | CA | 93727 | DISP
nan | nan | nan | nan | E2A5914 | 1 | 0 | nan | AURORA NETWORKS | auroranetworks | AT3306G-A-2-AS | at3306ga2as | UNK | END OF LIFE | Txmtr 1GHz 6dB Dual Input AGC 77Analog 75QAM Ch SC/APC BPA8 | 2096 N Gateway Blvd | Fresno | CA | 93727 | DISP
nan | nan | nan | nan | nan | 2 | 0 | nan | AURORA NETWORKS | auroranetworks | AT3306G-N-1-AS | at3306gn1as | UNK | END OF LIFE | AURORA AT3306G-N-1-AS ANALOG TRANSMITTER SINGLE RF INPUT | 124 Action ST | Maynard | MA | 1754 | DISP
nan | nan | nan | nan | DAA8819 | 1 | 0 | nan | AURORA NETWORKS | auroranetworks | AT3309G-A-2-AS | at3309ga2as | UNK | END OF LIFE | AURORA AT3309G-A-2-AS ANALOG 1310 NM TRANSMITTER 1GHZ | 2096 N Gateway Blvd | Fresno | CA | 93727 | DISP
nan | nan | nan | nan | E3A3806 | 1 | 0 | nan | AURORA NETWORKS | auroranetworks | AT3309G-A-2-AS | at3309ga2as | UNK | END OF LIFE | AURORA AT3309G-A-2-AS ANALOG 1310 NM TRANSMITTER 1GHZ | 2096 N Gateway Blvd | Fresno | CA | 93727 | DISP
nan | nan | nan | nan | DCA5576 | 1 | 0 | nan | AURORA NETWORKS | auroranetworks | AT3309G-A-2-AS | at3309ga2as | UNK | END OF LIFE | AURORA AT3309G-A-2-AS ANALOG 1310 NM TRANSMITTER 1GHZ | 2096 N Gateway Blvd | Fresno | CA | 93727 | DISP
nan | nan | nan | nan | E3A2384 | 1 | 0 | nan | ARRIS | arris | AT3545G-20-1-AS | at3545g201as | UNK | END OF LIFE | ARRIS AT3545G-20-1-AS FULL SPECTRUM DWDM TRANSMITTER 1 GHz | 2096 N Gateway Blvd | Fresno | CA | 93727 | DISP
nan | nan | nan | nan | E3A2401 | 1 | 0 | nan | ARRIS | arris | AT3545G-20-1-AS | at3545g201as | UNK | END OF LIFE | ARRIS AT3545G-20-1-AS FULL SPECTRUM DWDM TRANSMITTER 1 GHz | 2096 N Gateway Blvd | Fresno | CA | 93727 | DISP
nan | nan | nan | nan | E81A484 | 1 | 0 | nan | ARRIS | arris | AT3545G-20-1-AS | at3545g201as | UNK | END OF LIFE | ARRIS AT3545G-20-1-AS FULL SPECTRUM DWDM TRANSMITTER 1 GHz | 2096 N Gateway Blvd | Fresno | CA | 93727 | DISP
nan | nan | nan | nan | E3A2382 | 1 | 0 | nan | ARRIS | arris | AT3545G-20-1-AS | at3545g201as | UNK | END OF LIFE | ARRIS AT3545G-20-1-AS FULL SPECTRUM DWDM TRANSMITTER 1 GHz | 2096 N Gateway Blvd | Fresno | CA | 93727 | DISP
nan | nan | nan | nan | E3A2426 | 1 | 0 | nan | ARRIS | arris | AT3545G-20-1-AS | at3545g201as | UNK | END OF LIFE | ARRIS AT3545G-20-1-AS FULL SPECTRUM DWDM TRANSMITTER 1 GHz | 2096 N Gateway Blvd | Fresno | CA | 93727 | DISP
nan | nan | nan | nan | E3A2408 | 1 | 0 | nan | ARRIS | arris | AT3545G-20-1-AS | at3545g201as | UNK | END OF LIFE | ARRIS AT3545G-20-1-AS FULL SPECTRUM DWDM TRANSMITTER 1 GHz | 2096 N Gateway Blvd | Fresno | CA | 93727 | DISP
nan | nan | nan | nan | E3A2284 | 1 | 0 | nan | ARRIS | arris | AT3545G-20-1-AS | at3545g201as | UNK | END OF LIFE | ARRIS AT3545G-20-1-AS FULL SPECTRUM DWDM TRANSMITTER 1 GHz | 2096 N Gateway Blvd | Fresno | CA | 93727 | DISP
nan | nan | nan | nan | E3A2380 | 1 | 0 | nan | ARRIS | arris | AT3545G-20-1-AS | at3545g201as | UNK | END OF LIFE | ARRIS AT3545G-20-1-AS FULL SPECTRUM DWDM TRANSMITTER 1 GHz | 2096 N Gateway Blvd | Fresno | CA | 93727 | DISP
nan | nan | nan | nan | E81A488 | 1 | 0 | nan | ARRIS | arris | AT3545G-20-1-AS | at3545g201as | UNK | END OF LIFE | ARRIS AT3545G-20-1-AS FULL SPECTRUM DWDM TRANSMITTER 1 GHz | 2096 N Gateway Blvd | Fresno | CA | 93727 | DISP
nan | nan | nan | nan | E3A2333 | 1 | 0 | nan | ARRIS | arris | AT3545G-20-1-AS | at3545g201as | UNK | END OF LIFE | ARRIS AT3545G-20-1-AS FULL SPECTRUM DWDM TRANSMITTER 1 GHz | 2096 N Gateway Blvd | Fresno | CA | 93727 | DISP
nan | nan | nan | nan | E3A2457 | 1 | 0 | nan | ARRIS | arris | AT3545G-20-1-AS | at3545g201as | UNK | END OF LIFE | ARRIS AT3545G-20-1-AS FULL SPECTRUM DWDM TRANSMITTER 1 GHz | 2096 N Gateway Blvd | Fresno | CA | 93727 | DISP
nan | nan | nan | nan | E6A2488 | 1 | 0 | nan | ARRIS | arris | AT3545G-20-1-AS | at3545g201as | UNK | END OF LIFE | ARRIS AT3545G-20-1-AS FULL SPECTRUM DWDM TRANSMITTER 1 GHz | 2096 N Gateway Blvd | Fresno | CA | 93727 | DISP
nan | nan | nan | nan | E3A2418 | 1 | 0 | nan | ARRIS | arris | AT3545G-20-1-AS | at3545g201as | UNK | END OF LIFE | ARRIS AT3545G-20-1-AS FULL SPECTRUM DWDM TRANSMITTER 1 GHz | 2096 N Gateway Blvd | Fresno | CA | 93727 | DISP
nan | nan | nan | nan | E3A2318 | 1 | 0 | nan | ARRIS | arris | AT3545G-20-1-AS | at3545g201as | UNK | END OF LIFE | ARRIS AT3545G-20-1-AS FULL SPECTRUM DWDM TRANSMITTER 1 GHz | 2096 N Gateway Blvd | Fresno | CA | 93727 | DISP
nan | nan | nan | nan | E3A2344 | 1 | 0 | nan | ARRIS | arris | AT3545G-20-1-AS | at3545g201as | UNK | END OF LIFE | ARRIS AT3545G-20-1-AS FULL SPECTRUM DWDM TRANSMITTER 1 GHz | 2096 N Gateway Blvd | Fresno | CA | 93727 | DISP
nan | nan | nan | nan | E3A2465 | 1 | 0 | nan | ARRIS | arris | AT3545G-20-1-AS | at3545g201as | UNK | END OF LIFE | ARRIS AT3545G-20-1-AS FULL SPECTRUM DWDM TRANSMITTER 1 GHz | 2096 N Gateway Blvd | Fresno | CA | 93727 | DISP
nan | nan | nan | nan | E2A0702 | 1 | 0 | nan | ARRIS | arris | AT3545G-20-1-AS | at3545g201as | UNK | END OF LIFE | ARRIS AT3545G-20-1-AS FULL SPECTRUM DWDM TRANSMITTER 1 GHz | 2096 N Gateway Blvd | Fresno | CA | 93727 | DISP
nan | nan | nan | nan | E6A2661 | 1 | 0 | nan | ARRIS | arris | AT3545G-21-1-AS | at3545g211as | UNK | END OF LIFE | ARRIS AT3545G-21-1-AS FULL SPECTRUM DWDM TRANSMITTER | 2096 N Gateway Blvd | Fresno | CA | 93727 | DISP
nan | nan | nan | nan | E3A2576 | 1 | 0 | nan | ARRIS | arris | AT3545G-21-1-AS | at3545g211as | UNK | END OF LIFE | ARRIS AT3545G-21-1-AS FULL SPECTRUM DWDM TRANSMITTER | 2096 N Gateway Blvd | Fresno | CA | 93727 | DISP
nan | nan | nan | nan | E6A2663 | 1 | 0 | nan | ARRIS | arris | AT3545G-21-1-AS | at3545g211as | UNK | END OF LIFE | ARRIS AT3545G-21-1-AS FULL SPECTRUM DWDM TRANSMITTER | 2096 N Gateway Blvd | Fresno | CA | 93727 | DISP
nan | nan | nan | nan | E6A2673 | 1 | 0 | nan | ARRIS | arris | AT3545G-21-1-AS | at3545g211as | UNK | END OF LIFE | ARRIS AT3545G-21-1-AS FULL SPECTRUM DWDM TRANSMITTER | 2096 N Gateway Blvd | Fresno | CA | 93727 | DISP
nan | nan | nan | nan | DB1A74E | 1 | 0 | nan | ARRIS | arris | AT3545G-24-1-AS | at3545g241as | UNK | END OF LIFE | ARRIS AT3545G-24-1-AS TX 1GHZ 10DB QAM30A CH24 | 2096 N Gateway Blvd | Fresno | CA | 93727 | DISP
nan | nan | nan | nan | E914754 | 1 | 0 | nan | ARRIS | arris | AT3545G-24-1-AS | at3545g241as | UNK | END OF LIFE | ARRIS AT3545G-24-1-AS TX 1GHZ 10DB QAM30A CH24 | 2096 N Gateway Blvd | Fresno | CA | 93727 | DISP
nan | nan | nan | nan | E2A0957 | 1 | 0 | nan | ARRIS | arris | AT3545G-24-1-AS | at3545g241as | UNK | END OF LIFE | ARRIS AT3545G-24-1-AS TX 1GHZ 10DB QAM30A CH24 | 2096 N Gateway Blvd | Fresno | CA | 93727 | DISP
nan | nan | nan | nan | E91475B | 1 | 0 | nan | ARRIS | arris | AT3545G-24-1-AS | at3545g241as | UNK | END OF LIFE | ARRIS AT3545G-24-1-AS TX 1GHZ 10DB QAM30A CH24 | 2096 N Gateway Blvd | Fresno | CA | 93727 | DISP
nan | nan | nan | nan | E91474A | 1 | 0 | nan | ARRIS | arris | AT3545G-24-1-AS | at3545g241as | UNK | END OF LIFE | ARRIS AT3545G-24-1-AS TX 1GHZ 10DB QAM30A CH24 | 2096 N Gateway Blvd | Fresno | CA | 93727 | DISP
nan | nan | nan | nan | E6A3370 | 1 | 0 | nan | ARRIS | arris | AT3545G-29-1-AS | at3545g291as | UNK | END OF LIFE | PS3148D | 2096 N Gateway Blvd | Fresno | CA | 93727 | DISP
nan | nan | nan | nan | E3A2807 | 1 | 0 | nan | ARRIS | arris | AT3545G-29-1-AS | at3545g291as | UNK | END OF LIFE | PS3148D | 2096 N Gateway Blvd | Fresno | CA | 93727 | DISP
nan | nan | nan | nan | E6A3368 | 1 | 0 | nan | ARRIS | arris | AT3545G-29-1-AS | at3545g291as | UNK | END OF LIFE | PS3148D | 2096 N Gateway Blvd | Fresno | CA | 93727 | DISP
nan | nan | nan | nan | E6A3362 | 1 | 0 | nan | ARRIS | arris | AT3545G-29-1-AS | at3545g291as | UNK | END OF LIFE | PS3148D | 2096 N Gateway Blvd | Fresno | CA | 93727 | DISP
nan | nan | nan | nan | E6A3375 | 1 | 0 | nan | ARRIS | arris | AT3545G-29-1-AS | at3545g291as | UNK | END OF LIFE | PS3148D | 2096 N Gateway Blvd | Fresno | CA | 93727 | DISP
nan | nan | nan | nan | F7F6012 | 1 | 0 | nan | AURORA NETWORKS | auroranetworks | BD35M4-AC1-H02F-1-AS | bd35m4ac1h02f1as | UNK | END OF LIFE | 100GHz Mux 4 F Spec Tmtr ITU Ch 20 | 2096 N Gateway Blvd | Fresno | CA | 93727 | DISP
nan | nan | nan | nan | FCF6604 | 1 | 0 | nan | AURORA NETWORKS | auroranetworks | BD35M4-AC1-H02F-1-AS | bd35m4ac1h02f1as | UNK | END OF LIFE | 100GHz Mux 4 F Spec Tmtr ITU Ch 20 | 2096 N Gateway Blvd | Fresno | CA | 93727 | DISP
nan | nan | nan | nan | FCF6603 | 1 | 0 | nan | AURORA NETWORKS | auroranetworks | BD35M4-AC1-H02F-1-AS | bd35m4ac1h02f1as | UNK | END OF LIFE | 100GHz Mux 4 F Spec Tmtr ITU Ch 20 | 2096 N Gateway Blvd | Fresno | CA | 93727 | DISP
nan | nan | nan | nan | FCF6585 | 1 | 0 | nan | AURORA NETWORKS | auroranetworks | BD35M4-AC1-H02F-1-AS | bd35m4ac1h02f1as | UNK | END OF LIFE | 100GHz Mux 4 F Spec Tmtr ITU Ch 20 | 2096 N Gateway Blvd | Fresno | CA | 93727 | DISP
nan | nan | nan | nan | FBF5733 | 1 | 0 | nan | AURORA NETWORKS | auroranetworks | BD35M4-AC1-H02F-1-AS | bd35m4ac1h02f1as | UNK | END OF LIFE | 100GHz Mux 4 F Spec Tmtr ITU Ch 20 | 2096 N Gateway Blvd | Fresno | CA | 93727 | DISP
nan | nan | nan | nan | 01F5224 | 1 | 0 | nan | AURORA NETWORKS | auroranetworks | BD35M4-AC1-H02F-1-AS | bd35m4ac1h02f1as | UNK | END OF LIFE | 100GHz Mux 4 F Spec Tmtr ITU Ch 20 | 2096 N Gateway Blvd | Fresno | CA | 93727 | DISP
nan | nan | nan | nan | FBF5755 | 1 | 0 | nan | AURORA NETWORKS | auroranetworks | BD35M4-AC1-H02F-1-AS | bd35m4ac1h02f1as | UNK | END OF LIFE | 100GHz Mux 4 F Spec Tmtr ITU Ch 20 | 2096 N Gateway Blvd | Fresno | CA | 93727 | DISP
nan | nan | nan | nan | 2081E82 | 1 | 0 | nan | AURORA NETWORKS | auroranetworks | BD35M4-AC1-H02F-3-AS | bd35m4ac1h02f3as | UNK | END OF LIFE | 81531 - 100GHz dbl density MUX | 2096 N Gateway Blvd | Fresno | CA | 93727 | DISP
nan | nan | nan | nan | 06F2642 | 1 | 0 | nan | AURORA NETWORKS | auroranetworks | BD35M4-AC1-H02F-3-AS | bd35m4ac1h02f3as | UNK | END OF LIFE | 81531 - 100GHz dbl density MUX | 2096 N Gateway Blvd | Fresno | CA | 93727 | DISP
nan | nan | nan | nan | 20815BA | 1 | 0 | nan | AURORA NETWORKS | auroranetworks | BD35M4-AC1-H02F-3-AS | bd35m4ac1h02f3as | UNK | END OF LIFE | 81531 - 100GHz dbl density MUX | 2096 N Gateway Blvd | Fresno | CA | 93727 | DISP
nan | nan | nan | nan | 20815A2 | 1 | 0 | nan | AURORA NETWORKS | auroranetworks | BD35M4-AC1-H02F-3-AS | bd35m4ac1h02f3as | UNK | END OF LIFE | 81531 - 100GHz dbl density MUX | 2096 N Gateway Blvd | Fresno | CA | 93727 | DISP
nan | nan | nan | nan | 2080796 | 1 | 0 | nan | AURORA NETWORKS | auroranetworks | BD35M4-AC1-H02F-3-AS | bd35m4ac1h02f3as | UNK | END OF LIFE | 81531 - 100GHz dbl density MUX | 2096 N Gateway Blvd | Fresno | CA | 93727 | DISP
nan | nan | nan | nan | 2081893 | 1 | 0 | nan | AURORA NETWORKS | auroranetworks | BD35M4-AC1-H02F-3-AS | bd35m4ac1h02f3as | UNK | END OF LIFE | 81531 - 100GHz dbl density MUX | 2096 N Gateway Blvd | Fresno | CA | 93727 | DISP
nan | nan | nan | nan | 2081560 | 1 | 0 | nan | AURORA NETWORKS | auroranetworks | BD35M4-AC1-H02F-3-AS | bd35m4ac1h02f3as | UNK | END OF LIFE | 81531 - 100GHz dbl density MUX | 2096 N Gateway Blvd | Fresno | CA | 93727 | DISP
nan | nan | nan | nan | 20806E5 | 1 | 0 | nan | AURORA NETWORKS | auroranetworks | BD35M4-AC1-H02F-3-AS | bd35m4ac1h02f3as | UNK | END OF LIFE | 81531 - 100GHz dbl density MUX | 2096 N Gateway Blvd | Fresno | CA | 93727 | DISP
nan | nan | nan | nan | 2081529 | 1 | 0 | nan | AURORA NETWORKS | auroranetworks | BD35M4-AC1-H02F-3-AS | bd35m4ac1h02f3as | UNK | END OF LIFE | 81531 - 100GHz dbl density MUX | 2096 N Gateway Blvd | Fresno | CA | 93727 | DISP
nan | nan | nan | nan | 20806EE | 1 | 0 | nan | AURORA NETWORKS | auroranetworks | BD35M4-AC1-H02F-3-AS | bd35m4ac1h02f3as | UNK | END OF LIFE | 81531 - 100GHz dbl density MUX | 2096 N Gateway Blvd | Fresno | CA | 93727 | DISP
nan | nan | nan | nan | 208152E | 1 | 0 | nan | AURORA NETWORKS | auroranetworks | BD35M4-AC1-H02F-3-AS | bd35m4ac1h02f3as | UNK | END OF LIFE | 81531 - 100GHz dbl density MUX | 2096 N Gateway Blvd | Fresno | CA | 93727 | DISP
nan | nan | nan | nan | 2081039 | 1 | 0 | nan | AURORA NETWORKS | auroranetworks | BD35M4-AC1-H02F-3-AS | bd35m4ac1h02f3as | UNK | END OF LIFE | 81531 - 100GHz dbl density MUX | 2096 N Gateway Blvd | Fresno | CA | 93727 | DISP
nan | nan | nan | nan | 2081017 | 1 | 0 | nan | AURORA NETWORKS | auroranetworks | BD35M4-AC1-H02F-3-AS | bd35m4ac1h02f3as | UNK | END OF LIFE | 81531 - 100GHz dbl density MUX | 2096 N Gateway Blvd | Fresno | CA | 93727 | DISP
nan | nan | nan | nan | nan | 2 | 0 | nan | ARRIS | arris | BP-3104C-AS | bp3104cas | UNK | END OF LIFE | ARRIS BP-3104C-AS RF OPTICAL INTERFACE MODULE | 124 Action ST | Maynard | MA | 1754 | DISP
nan | nan | nan | nan | 0611225 | 1 | 0 | nan | AURORA NETWORKS | auroranetworks | BP3400C-00 | bp3400c00 | UNK | END OF LIFE | Configurable Back Plate compatibl | 2096 N Gateway Blvd | Fresno | CA | 93727 | DISP
nan | nan | nan | nan | F81202D | 1 | 0 | nan | AURORA NETWORKS | auroranetworks | BP3400C-00 | bp3400c00 | UNK | END OF LIFE | Configurable Back Plate compatibl | 2096 N Gateway Blvd | Fresno | CA | 93727 | DISP
nan | nan | nan | nan | 8D768E4 | 1 | 0 | nan | AURORA NETWORKS | auroranetworks | BP3400C-00 | bp3400c00 | UNK | END OF LIFE | Configurable Back Plate compatibl | 2096 N Gateway Blvd | Fresno | CA | 93727 | DISP
nan | nan | nan | nan | 0111C95 | 1 | 0 | nan | AURORA NETWORKS | auroranetworks | BP3400C-00 | bp3400c00 | UNK | END OF LIFE | Configurable Back Plate compatibl | 2096 N Gateway Blvd | Fresno | CA | 93727 | DISP
nan | nan | nan | nan | 8D2D868 | 1 | 0 | nan | AURORA NETWORKS | auroranetworks | BP3400C-00 | bp3400c00 | UNK | END OF LIFE | Configurable Back Plate compatibl | 2096 N Gateway Blvd | Fresno | CA | 93727 | DISP
nan | nan | nan | nan | 0111C98 | 1 | 0 | nan | AURORA NETWORKS | auroranetworks | BP3400C-00 | bp3400c00 | UNK | END OF LIFE | Configurable Back Plate compatibl | 2096 N Gateway Blvd | Fresno | CA | 93727 | DISP
nan | nan | nan | nan | 061109F | 1 | 0 | nan | AURORA NETWORKS | auroranetworks | BP3400C-00 | bp3400c00 | UNK | END OF LIFE | Configurable Back Plate compatibl | 2096 N Gateway Blvd | Fresno | CA | 93727 | DISP
nan | nan | nan | nan | BP3400.0D80F9E | 1 | 0 | nan | AURORA NETWORKS | auroranetworks | BP3400C-00 | bp3400c00 | UNK | END OF LIFE | Configurable Back Plate compatibl | 2096 N Gateway Blvd | Fresno | CA | 93727 | DISP
nan | nan | nan | nan | BP3400.F4126B1 | 1 | 0 | nan | AURORA NETWORKS | auroranetworks | BP3400C-00 | bp3400c00 | UNK | END OF LIFE | Configurable Back Plate compatibl | 2096 N Gateway Blvd | Fresno | CA | 93727 | DISP
nan | nan | nan | nan | E7F0332 | 1 | 0 | nan | ARRIS | arris | BP-35M4-CF1-1-00-AS | bp35m4cf1100as | UNK | END OF LIFE | ARRIS BP-35M4-CF1-1-00-AS MUX ITU 30A CH 20/29 BACKPLATE | 2096 N Gateway Blvd | Fresno | CA | 93727 | DISP
nan | nan | nan | nan | E7F0510 | 1 | 0 | nan | ARRIS | arris | BP-35M4-CF1-1-00-AS | bp35m4cf1100as | UNK | END OF LIFE | ARRIS BP-35M4-CF1-1-00-AS MUX ITU 30A CH 20/29 BACKPLATE | 2096 N Gateway Blvd | Fresno | CA | 93727 | DISP
nan | nan | nan | nan | E7F0284 | 1 | 0 | nan | ARRIS | arris | BP-35M4-CF1-1-00-AS | bp35m4cf1100as | UNK | END OF LIFE | ARRIS BP-35M4-CF1-1-00-AS MUX ITU 30A CH 20/29 BACKPLATE | 2096 N Gateway Blvd | Fresno | CA | 93727 | DISP
nan | nan | nan | nan | nan | 8 | 0 | nan | ARRIS | arris | BP-A4 | bpa4 | UNK | END OF LIFE | ARRIS BP-A4 SINGLE-WITH BACK PLATE | 2096 N Gateway Blvd | Fresno | CA | 93727 | DISP
nan | nan | nan | nan | nan | 2 | 0 | nan | ARRIS | arris | BP-A4 | bpa4 | UNK | END OF LIFE | ARRIS BP-A4 SINGLE-WITH BACK PLATE | 2096 N Gateway Blvd | Fresno | CA | 93727 | DISP
nan | nan | nan | nan | nan | 6 | 0 | nan | AURORA NETWORKS | auroranetworks | BP-A8 | bpa8 | UNK | END OF LIFE | Back Plate for AT3300 series transmitters with dua | 2096 N Gateway Blvd | Fresno | CA | 93727 | DISP
nan | nan | nan | nan | nan | 29 | 0 | nan | AURORA NETWORKS | auroranetworks | BP-P2 | bpp2 | UNK | END OF LIFE | AURORA BP-P2 BACKPLATE POWER IN | 2096 N Gateway Blvd | Fresno | CA | 93727 | DISP
nan | nan | nan | nan | nan | 6 | 0 | nan | AURORA NETWORKS | auroranetworks | BP-P2 | bpp2 | UNK | END OF LIFE | AURORA BP-P2 BACKPLATE POWER IN | 2096 N Gateway Blvd | Fresno | CA | 93727 | DISP
nan | nan | nan | nan | nan | 44 | 0 | nan | AURORA NETWORKS | auroranetworks | BP-P2 | bpp2 | UNK | END OF LIFE | AURORA BP-P2 BACKPLATE POWER IN | 124 Action ST | Maynard | MA | 1754 | DISP
nan | nan | nan | nan | J8C7000064358 | 1 | 0 | nan | GENERAL INSTRUMENT | generalinstrument | C6U | c6u | UNK | END OF LIFE | Commander 6 Upconverter | 2096 N Gateway Blvd | Fresno | CA | 93727 | DISP
nan | nan | nan | nan | J0E7000308358 | 1 | 0 | nan | GENERAL INSTRUMENT | generalinstrument | C6UP | c6up | UNK | END OF LIFE | General Instrument C6U Commander 6 Upconverter C6UP | 2096 N Gateway Blvd | Fresno | CA | 93727 | DISP
nan | nan | nan | nan | 0D80203 | 1 | 0 | nan | AURORA NETWORKS | auroranetworks | CA3008 | ca3008 | UNK | END OF LIFE | Carrier Module supports HT series transmitter module | 2096 N Gateway Blvd | Fresno | CA | 93727 | DISP
nan | nan | nan | nan | 2001F1F | 1 | 0 | nan | AURORA NETWORKS | auroranetworks | CA3008 | ca3008 | UNK | END OF LIFE | Carrier Module supports HT series transmitter module | 2096 N Gateway Blvd | Fresno | CA | 93727 | DISP
nan | nan | nan | nan | 20019B4 | 1 | 0 | nan | AURORA NETWORKS | auroranetworks | CA3008 | ca3008 | UNK | END OF LIFE | Carrier Module supports HT series transmitter module | 2096 N Gateway Blvd | Fresno | CA | 93727 | DISP
nan | nan | nan | nan | 2001EF0 | 1 | 0 | nan | AURORA NETWORKS | auroranetworks | CA3008 | ca3008 | UNK | END OF LIFE | Carrier Module supports HT series transmitter module | 2096 N Gateway Blvd | Fresno | CA | 93727 | DISP
nan | nan | nan | nan | 8D2AB9D | 1 | 0 | nan | AURORA NETWORKS | auroranetworks | CA3008 | ca3008 | UNK | END OF LIFE | Carrier Module supports HT series transmitter module | 2096 N Gateway Blvd | Fresno | CA | 93727 | DISP
nan | nan | nan | nan | 0311D1B | 1 | 0 | nan | AURORA NETWORKS | auroranetworks | CA3008 | ca3008 | UNK | END OF LIFE | Carrier Module supports HT series transmitter module | 2096 N Gateway Blvd | Fresno | CA | 93727 | DISP
nan | nan | nan | nan | 0311C3E | 1 | 0 | nan | AURORA NETWORKS | auroranetworks | CA3008 | ca3008 | UNK | END OF LIFE | Carrier Module supports HT series transmitter module | 2096 N Gateway Blvd | Fresno | CA | 93727 | DISP
nan | nan | nan | nan | 0D8020C | 1 | 0 | nan | AURORA NETWORKS | auroranetworks | CA3008 | ca3008 | UNK | END OF LIFE | Carrier Module supports HT series transmitter module | 2096 N Gateway Blvd | Fresno | CA | 93727 | DISP
nan | nan | nan | nan | F710251 | 1 | 0 | nan | AURORA NETWORKS | auroranetworks | CA3008 | ca3008 | UNK | END OF LIFE | Carrier Module supports HT series transmitter module | 2096 N Gateway Blvd | Fresno | CA | 93727 | DISP
nan | nan | nan | nan | 0D8037F | 1 | 0 | nan | AURORA NETWORKS | auroranetworks | CA3008 | ca3008 | UNK | END OF LIFE | Carrier Module supports HT series transmitter module | 2096 N Gateway Blvd | Fresno | CA | 93727 | DISP
nan | nan | nan | nan | 0410B3D | 1 | 0 | nan | AURORA NETWORKS | auroranetworks | CA3008 | ca3008 | UNK | END OF LIFE | Carrier Module supports HT series transmitter module | 2096 N Gateway Blvd | Fresno | CA | 93727 | DISP
nan | nan | nan | nan | 0C11B79 | 1 | 0 | nan | AURORA NETWORKS | auroranetworks | CA3008 | ca3008 | UNK | END OF LIFE | Carrier Module supports HT series transmitter module | 2096 N Gateway Blvd | Fresno | CA | 93727 | DISP
nan | nan | nan | nan | F710288 | 1 | 0 | nan | AURORA NETWORKS | auroranetworks | CA3008 | ca3008 | UNK | END OF LIFE | Carrier Module supports HT series transmitter module | 2096 N Gateway Blvd | Fresno | CA | 93727 | DISP
nan | nan | nan | nan | 0D803A7 | 1 | 0 | nan | AURORA NETWORKS | auroranetworks | CA3008 | ca3008 | UNK | END OF LIFE | Carrier Module supports HT series transmitter module | 2096 N Gateway Blvd | Fresno | CA | 93727 | DISP
nan | nan | nan | nan | 0D8020A | 1 | 0 | nan | AURORA NETWORKS | auroranetworks | CA3008 | ca3008 | UNK | END OF LIFE | Carrier Module supports HT series transmitter module | 2096 N Gateway Blvd | Fresno | CA | 93727 | DISP
nan | nan | nan | nan | 0212545 | 1 | 0 | nan | AURORA NETWORKS | auroranetworks | CA3008 | ca3008 | UNK | END OF LIFE | Carrier Module supports HT series transmitter module | 2096 N Gateway Blvd | Fresno | CA | 93727 | DISP
nan | nan | nan | nan | 0311C37 | 1 | 0 | nan | AURORA NETWORKS | auroranetworks | CA3008 | ca3008 | UNK | END OF LIFE | Carrier Module supports HT series transmitter module | 2096 N Gateway Blvd | Fresno | CA | 93727 | DISP
nan | nan | nan | nan | 0D804E7 | 1 | 0 | nan | AURORA NETWORKS | auroranetworks | CA3008 | ca3008 | UNK | END OF LIFE | Carrier Module supports HT series transmitter module | 2096 N Gateway Blvd | Fresno | CA | 93727 | DISP
nan | nan | nan | nan | 0D82F2A | 1 | 0 | nan | AURORA NETWORKS | auroranetworks | CA3008 | ca3008 | UNK | END OF LIFE | Carrier Module supports HT series transmitter module | 2096 N Gateway Blvd | Fresno | CA | 93727 | DISP
nan | nan | nan | nan | 04125AF | 1 | 0 | nan | AURORA NETWORKS | auroranetworks | CA3008 | ca3008 | UNK | END OF LIFE | Carrier Module supports HT series transmitter module | 2096 N Gateway Blvd | Fresno | CA | 93727 | DISP
nan | nan | nan | nan | 0D807F9 | 1 | 0 | nan | AURORA NETWORKS | auroranetworks | CA3008 | ca3008 | UNK | END OF LIFE | Carrier Module supports HT series transmitter module | 2096 N Gateway Blvd | Fresno | CA | 93727 | DISP
nan | nan | nan | nan | 04125E8 | 1 | 0 | nan | AURORA NETWORKS | auroranetworks | CA3008 | ca3008 | UNK | END OF LIFE | Carrier Module supports HT series transmitter module | 2096 N Gateway Blvd | Fresno | CA | 93727 | DISP
nan | nan | nan | nan | 071281F | 1 | 0 | nan | AURORA NETWORKS | auroranetworks | CA3008 | ca3008 | UNK | END OF LIFE | Carrier Module supports HT series transmitter module | 2096 N Gateway Blvd | Fresno | CA | 93727 | DISP
nan | nan | nan | nan | F710255 | 1 | 0 | nan | AURORA NETWORKS | auroranetworks | CA3008 | ca3008 | UNK | END OF LIFE | Carrier Module supports HT series transmitter module | 2096 N Gateway Blvd | Fresno | CA | 93727 | DISP
nan | nan | nan | nan | 0C11B05 | 1 | 0 | nan | AURORA NETWORKS | auroranetworks | CA3008 | ca3008 | UNK | END OF LIFE | Carrier Module supports HT series transmitter module | 2096 N Gateway Blvd | Fresno | CA | 93727 | DISP
nan | nan | nan | nan | .8D7ADCC | 1 | 0 | nan | AURORA NETWORKS | auroranetworks | CA3008 | ca3008 | NEW | END OF LIFE | Carrier Module supports HT series transmitter module | 2096 N Gateway Blvd | Fresno | CA | 93727 | DISP
nan | nan | nan | nan | .8D6E79F | 1 | 0 | nan | AURORA NETWORKS | auroranetworks | CA3008 | ca3008 | NEW | END OF LIFE | Carrier Module supports HT series transmitter module | 2096 N Gateway Blvd | Fresno | CA | 93727 | DISP
nan | nan | nan | nan | .2001F32 | 1 | 0 | nan | AURORA NETWORKS | auroranetworks | CA3008 | ca3008 | NEW | END OF LIFE | Carrier Module supports HT series transmitter module | 2096 N Gateway Blvd | Fresno | CA | 93727 | DISP
nan | nan | nan | nan | .8D7AF2E | 1 | 0 | nan | AURORA NETWORKS | auroranetworks | CA3008 | ca3008 | NEW | END OF LIFE | Carrier Module supports HT series transmitter module | 2096 N Gateway Blvd | Fresno | CA | 93727 | DISP
nan | nan | nan | nan | .8D7DBB8 | 1 | 0 | nan | AURORA NETWORKS | auroranetworks | CA3008 | ca3008 | NEW | END OF LIFE | Carrier Module supports HT series transmitter module | 2096 N Gateway Blvd | Fresno | CA | 93727 | DISP
nan | nan | nan | nan | .8D29837 | 1 | 0 | nan | AURORA NETWORKS | auroranetworks | CA3008 | ca3008 | NEW | END OF LIFE | Carrier Module supports HT series transmitter module | 2096 N Gateway Blvd | Fresno | CA | 93727 | DISP
nan | nan | nan | nan | .8D6E7DF | 1 | 0 | nan | AURORA NETWORKS | auroranetworks | CA3008 | ca3008 | NEW | END OF LIFE | Carrier Module supports HT series transmitter module | 2096 N Gateway Blvd | Fresno | CA | 93727 | DISP
nan | nan | nan | nan | .8D7F131 | 1 | 0 | nan | AURORA NETWORKS | auroranetworks | CA3008 | ca3008 | NEW | END OF LIFE | Carrier Module supports HT series transmitter module | 2096 N Gateway Blvd | Fresno | CA | 93727 | DISP
nan | nan | nan | nan | .8D73354 | 1 | 0 | nan | AURORA NETWORKS | auroranetworks | CA3008 | ca3008 | NEW | END OF LIFE | Carrier Module supports HT series transmitter module | 2096 N Gateway Blvd | Fresno | CA | 93727 | DISP
nan | nan | nan | nan | .0D834B6 | 1 | 0 | nan | AURORA NETWORKS | auroranetworks | CA3008 | ca3008 | NEW | END OF LIFE | Carrier Module supports HT series transmitter module | 2096 N Gateway Blvd | Fresno | CA | 93727 | DISP
nan | nan | nan | nan | .0D8168A | 1 | 0 | nan | AURORA NETWORKS | auroranetworks | CA3008 | ca3008 | NEW | END OF LIFE | Carrier Module supports HT series transmitter module | 2096 N Gateway Blvd | Fresno | CA | 93727 | DISP
nan | nan | nan | nan | .8D689BE | 1 | 0 | nan | AURORA NETWORKS | auroranetworks | CA3008 | ca3008 | NEW | END OF LIFE | Carrier Module supports HT series transmitter module | 2096 N Gateway Blvd | Fresno | CA | 93727 | DISP
nan | nan | nan | nan | .0D8233D | 1 | 0 | nan | AURORA NETWORKS | auroranetworks | CA3008 | ca3008 | NEW | END OF LIFE | Carrier Module supports HT series transmitter module | 2096 N Gateway Blvd | Fresno | CA | 93727 | DISP
nan | nan | nan | nan | .8D7AE34 | 1 | 0 | nan | AURORA NETWORKS | auroranetworks | CA3008 | ca3008 | NEW | END OF LIFE | Carrier Module supports HT series transmitter module | 2096 N Gateway Blvd | Fresno | CA | 93727 | DISP
nan | nan | nan | nan | .8D81D82 | 1 | 0 | nan | AURORA NETWORKS | auroranetworks | CA3008 | ca3008 | NEW | END OF LIFE | Carrier Module supports HT series transmitter module | 2096 N Gateway Blvd | Fresno | CA | 93727 | DISP
nan | nan | nan | nan | .8D67C10 | 1 | 0 | nan | AURORA NETWORKS | auroranetworks | CA3008 | ca3008 | NEW | END OF LIFE | Carrier Module supports HT series transmitter module | 2096 N Gateway Blvd | Fresno | CA | 93727 | DISP
nan | nan | nan | nan | .8D7DE85 | 1 | 0 | nan | AURORA NETWORKS | auroranetworks | CA3008 | ca3008 | NEW | END OF LIFE | Carrier Module supports HT series transmitter module | 2096 N Gateway Blvd | Fresno | CA | 93727 | DISP
nan | nan | nan | nan | .8D79941 | 1 | 0 | nan | AURORA NETWORKS | auroranetworks | CA3008 | ca3008 | NEW | END OF LIFE | Carrier Module supports HT series transmitter module | 2096 N Gateway Blvd | Fresno | CA | 93727 | DISP
nan | nan | nan | nan | .8D7DE62 | 1 | 0 | nan | AURORA NETWORKS | auroranetworks | CA3008 | ca3008 | NEW | END OF LIFE | Carrier Module supports HT series transmitter module | 2096 N Gateway Blvd | Fresno | CA | 93727 | DISP
nan | nan | nan | nan | .8D7DE5A | 1 | 0 | nan | AURORA NETWORKS | auroranetworks | CA3008 | ca3008 | NEW | END OF LIFE | Carrier Module supports HT series transmitter module | 2096 N Gateway Blvd | Fresno | CA | 93727 | DISP
nan | nan | nan | nan | .8D7AE93 | 1 | 0 | nan | AURORA NETWORKS | auroranetworks | CA3008 | ca3008 | NEW | END OF LIFE | Carrier Module supports HT series transmitter module | 2096 N Gateway Blvd | Fresno | CA | 93727 | DISP
nan | nan | nan | nan | .0D82373 | 1 | 0 | nan | AURORA NETWORKS | auroranetworks | CA3008 | ca3008 | NEW | END OF LIFE | Carrier Module supports HT series transmitter module | 2096 N Gateway Blvd | Fresno | CA | 93727 | DISP
nan | nan | nan | nan | .2001BDB | 1 | 0 | nan | AURORA NETWORKS | auroranetworks | CA3008 | ca3008 | NOB | END OF LIFE | Carrier Module supports HT series transmitter module | 2096 N Gateway Blvd | Fresno | CA | 93727 | DISP
nan | nan | nan | nan | .8D87446 | 1 | 0 | nan | AURORA NETWORKS | auroranetworks | CA3008 | ca3008 | NOB | END OF LIFE | Carrier Module supports HT series transmitter module | 2096 N Gateway Blvd | Fresno | CA | 93727 | DISP
nan | nan | nan | nan | .8D811F9 | 1 | 0 | nan | AURORA NETWORKS | auroranetworks | CA3008 | ca3008 | NOB | END OF LIFE | Carrier Module supports HT series transmitter module | 2096 N Gateway Blvd | Fresno | CA | 93727 | DISP
nan | nan | nan | nan | .0D8038F | 1 | 0 | nan | AURORA NETWORKS | auroranetworks | CA3008 | ca3008 | NOB | END OF LIFE | Carrier Module supports HT series transmitter module | 2096 N Gateway Blvd | Fresno | CA | 93727 | DISP
nan | nan | nan | nan | .8D725C6 | 1 | 0 | nan | AURORA NETWORKS | auroranetworks | CA3008 | ca3008 | NOB | END OF LIFE | Carrier Module supports HT series transmitter module | 2096 N Gateway Blvd | Fresno | CA | 93727 | DISP
nan | nan | nan | nan | .2001FB2 | 1 | 0 | nan | AURORA NETWORKS | auroranetworks | CA3008 | ca3008 | NOB | END OF LIFE | Carrier Module supports HT series transmitter module | 2096 N Gateway Blvd | Fresno | CA | 93727 | DISP
nan | nan | nan | nan | .8D811C3 | 1 | 0 | nan | AURORA NETWORKS | auroranetworks | CA3008 | ca3008 | NOB | END OF LIFE | Carrier Module supports HT series transmitter module | 2096 N Gateway Blvd | Fresno | CA | 93727 | DISP
nan | nan | nan | nan | .8D7AE1D | 1 | 0 | nan | AURORA NETWORKS | auroranetworks | CA3008 | ca3008 | NOB | END OF LIFE | Carrier Module supports HT series transmitter module | 2096 N Gateway Blvd | Fresno | CA | 93727 | DISP
nan | nan | nan | nan | .2001E1A | 1 | 0 | nan | AURORA NETWORKS | auroranetworks | CA3008 | ca3008 | NEW | END OF LIFE | Carrier Module supports HT series transmitter module | 2096 N Gateway Blvd | Fresno | CA | 93727 | DISP
nan | nan | nan | nan | .0D83F0A | 1 | 0 | nan | AURORA NETWORKS | auroranetworks | CA3008 | ca3008 | NEW | END OF LIFE | Carrier Module supports HT series transmitter module | 2096 N Gateway Blvd | Fresno | CA | 93727 | DISP
nan | nan | nan | nan | .8D7AE76 | 1 | 0 | nan | AURORA NETWORKS | auroranetworks | CA3008 | ca3008 | NEW | END OF LIFE | Carrier Module supports HT series transmitter module | 2096 N Gateway Blvd | Fresno | CA | 93727 | DISP
nan | nan | nan | nan | .8D7DC1D | 1 | 0 | nan | AURORA NETWORKS | auroranetworks | CA3008 | ca3008 | NEW | END OF LIFE | Carrier Module supports HT series transmitter module | 2096 N Gateway Blvd | Fresno | CA | 93727 | DISP
nan | nan | nan | nan | .8D689F7 | 1 | 0 | nan | AURORA NETWORKS | auroranetworks | CA3008 | ca3008 | NEW | END OF LIFE | Carrier Module supports HT series transmitter module | 2096 N Gateway Blvd | Fresno | CA | 93727 | DISP
nan | nan | nan | nan | .2001FC9 | 1 | 0 | nan | AURORA NETWORKS | auroranetworks | CA3008 | ca3008 | NEW | END OF LIFE | Carrier Module supports HT series transmitter module | 2096 N Gateway Blvd | Fresno | CA | 93727 | DISP
nan | nan | nan | nan | .0D83ED8 | 1 | 0 | nan | AURORA NETWORKS | auroranetworks | CA3008 | ca3008 | NEW | END OF LIFE | Carrier Module supports HT series transmitter module | 2096 N Gateway Blvd | Fresno | CA | 93727 | DISP
nan | nan | nan | nan | .2000C9A | 1 | 0 | nan | AURORA NETWORKS | auroranetworks | CA3008 | ca3008 | NEW | END OF LIFE | Carrier Module supports HT series transmitter module | 2096 N Gateway Blvd | Fresno | CA | 93727 | DISP
nan | nan | nan | nan | .8D72595 | 1 | 0 | nan | AURORA NETWORKS | auroranetworks | CA3008 | ca3008 | NEW | END OF LIFE | Carrier Module supports HT series transmitter module | 2096 N Gateway Blvd | Fresno | CA | 93727 | DISP
nan | nan | nan | nan | .8D6E75E | 1 | 0 | nan | AURORA NETWORKS | auroranetworks | CA3008 | ca3008 | NEW | END OF LIFE | Carrier Module supports HT series transmitter module | 2096 N Gateway Blvd | Fresno | CA | 93727 | DISP
nan | nan | nan | nan | .8D73367 | 1 | 0 | nan | AURORA NETWORKS | auroranetworks | CA3008 | ca3008 | NEW | END OF LIFE | Carrier Module supports HT series transmitter module | 2096 N Gateway Blvd | Fresno | CA | 93727 | DISP
nan | nan | nan | nan | .8D7F26E | 1 | 0 | nan | AURORA NETWORKS | auroranetworks | CA3008 | ca3008 | NOB | END OF LIFE | Carrier Module supports HT series transmitter module | 2096 N Gateway Blvd | Fresno | CA | 93727 | DISP
nan | nan | nan | nan | 8D81166 | 1 | 0 | nan | AURORA NETWORKS | auroranetworks | CA3008 | ca3008 | UNK | END OF LIFE | Carrier Module supports HT series transmitter module | 2096 N Gateway Blvd | Fresno | CA | 93727 | DISP
nan | nan | nan | nan | 8D39D5E | 1 | 0 | nan | AURORA NETWORKS | auroranetworks | CC3008 | cc3008 | UNK | END OF LIFE | Communications Control Module supports HT series | 2096 N Gateway Blvd | Fresno | CA | 93727 | DISP
nan | nan | nan | nan | F910057 | 1 | 0 | nan | AURORA NETWORKS | auroranetworks | CC3008 | cc3008 | UNK | END OF LIFE | Communications Control Module supports HT series | 2096 N Gateway Blvd | Fresno | CA | 93727 | DISP
nan | nan | nan | nan | 0D8075C | 1 | 0 | nan | AURORA NETWORKS | auroranetworks | CC3008 | cc3008 | UNK | END OF LIFE | Communications Control Module supports HT series | 2096 N Gateway Blvd | Fresno | CA | 93727 | DISP
nan | nan | nan | nan | 0D814A8 | 1 | 0 | nan | AURORA NETWORKS | auroranetworks | CC3008 | cc3008 | UNK | END OF LIFE | Communications Control Module supports HT series | 2096 N Gateway Blvd | Fresno | CA | 93727 | DISP
nan | nan | nan | nan | 0D807EC | 1 | 0 | nan | AURORA NETWORKS | auroranetworks | CC3008 | cc3008 | UNK | END OF LIFE | Communications Control Module supports HT series | 2096 N Gateway Blvd | Fresno | CA | 93727 | DISP
nan | nan | nan | nan | 0512311 | 1 | 0 | nan | AURORA NETWORKS | auroranetworks | CC3008 | cc3008 | UNK | END OF LIFE | Communications Control Module supports HT series | 2096 N Gateway Blvd | Fresno | CA | 93727 | DISP
nan | nan | nan | nan | F91007F | 1 | 0 | nan | AURORA NETWORKS | auroranetworks | CC3008 | cc3008 | UNK | END OF LIFE | Communications Control Module supports HT series | 2096 N Gateway Blvd | Fresno | CA | 93727 | DISP
nan | nan | nan | nan | 05115C5 | 1 | 0 | nan | AURORA NETWORKS | auroranetworks | CC3008 | cc3008 | UNK | END OF LIFE | Communications Control Module supports HT series | 2096 N Gateway Blvd | Fresno | CA | 93727 | DISP
nan | nan | nan | nan | 0D80897 | 1 | 0 | nan | AURORA NETWORKS | auroranetworks | CC3008 | cc3008 | UNK | END OF LIFE | Communications Control Module supports HT series | 2096 N Gateway Blvd | Fresno | CA | 93727 | DISP
nan | nan | nan | nan | 0412340 | 1 | 0 | nan | AURORA NETWORKS | auroranetworks | CC3008 | cc3008 | UNK | END OF LIFE | Communications Control Module supports HT series | 2096 N Gateway Blvd | Fresno | CA | 93727 | DISP
nan | nan | nan | nan | 0D80697 | 1 | 0 | nan | AURORA NETWORKS | auroranetworks | CC3008 | cc3008 | UNK | END OF LIFE | Communications Control Module supports HT series | 2096 N Gateway Blvd | Fresno | CA | 93727 | DISP
nan | nan | nan | nan | 0512344 | 1 | 0 | nan | AURORA NETWORKS | auroranetworks | CC3008 | cc3008 | UNK | END OF LIFE | Communications Control Module supports HT series | 2096 N Gateway Blvd | Fresno | CA | 93727 | DISP
nan | nan | nan | nan | F910058 | 1 | 0 | nan | AURORA NETWORKS | auroranetworks | CC3008 | cc3008 | UNK | END OF LIFE | Communications Control Module supports HT series | 2096 N Gateway Blvd | Fresno | CA | 93727 | DISP
nan | nan | nan | nan | F610A4F | 1 | 0 | nan | AURORA NETWORKS | auroranetworks | CC3008 | cc3008 | UNK | END OF LIFE | Communications Control Module supports HT series | 2096 N Gateway Blvd | Fresno | CA | 93727 | DISP
nan | nan | nan | nan | 0D82679 | 1 | 0 | nan | AURORA NETWORKS | auroranetworks | CC3008 | cc3008 | UNK | END OF LIFE | Communications Control Module supports HT series | 2096 N Gateway Blvd | Fresno | CA | 93727 | DISP
nan | nan | nan | nan | 051146F | 1 | 0 | nan | AURORA NETWORKS | auroranetworks | CC3008 | cc3008 | UNK | END OF LIFE | Communications Control Module supports HT series | 2096 N Gateway Blvd | Fresno | CA | 93727 | DISP
nan | nan | nan | nan | 0712B02 | 1 | 0 | nan | AURORA NETWORKS | auroranetworks | CC3008 | cc3008 | UNK | END OF LIFE | Communications Control Module supports HT series | 2096 N Gateway Blvd | Fresno | CA | 93727 | DISP
nan | nan | nan | nan | 0D80587 | 1 | 0 | nan | AURORA NETWORKS | auroranetworks | CC3008 | cc3008 | UNK | END OF LIFE | Communications Control Module supports HT series | 2096 N Gateway Blvd | Fresno | CA | 93727 | DISP
nan | nan | nan | nan | 07105D2 | 1 | 0 | nan | AURORA NETWORKS | auroranetworks | CC3008 | cc3008 | UNK | END OF LIFE | Communications Control Module supports HT series | 2096 N Gateway Blvd | Fresno | CA | 93727 | DISP
nan | nan | nan | nan | F7113ED | 1 | 0 | nan | AURORA NETWORKS | auroranetworks | CC3008 | cc3008 | UNK | END OF LIFE | Communications Control Module supports HT series | 2096 N Gateway Blvd | Fresno | CA | 93727 | DISP
nan | nan | nan | nan | 0512358 | 1 | 0 | nan | AURORA NETWORKS | auroranetworks | CC3008 | cc3008 | UNK | END OF LIFE | Communications Control Module supports HT series | 2096 N Gateway Blvd | Fresno | CA | 93727 | DISP
nan | nan | nan | nan | F610A49 | 1 | 0 | nan | AURORA NETWORKS | auroranetworks | CC3008 | cc3008 | UNK | END OF LIFE | Communications Control Module supports HT series | 2096 N Gateway Blvd | Fresno | CA | 93727 | DISP
nan | nan | nan | nan | 0D83338 | 1 | 0 | nan | AURORA NETWORKS | auroranetworks | CC3008 | cc3008 | UNK | END OF LIFE | Communications Control Module supports HT series | 2096 N Gateway Blvd | Fresno | CA | 93727 | DISP
nan | nan | nan | nan | 2000E9A | 1 | 0 | nan | AURORA NETWORKS | auroranetworks | CC3008 | cc3008 | UNK | END OF LIFE | Communications Control Module supports HT series | 2096 N Gateway Blvd | Fresno | CA | 93727 | DISP
nan | nan | nan | nan | 8D6AB4F | 1 | 0 | nan | AURORA NETWORKS | auroranetworks | CC3008 | cc3008 | UNK | END OF LIFE | Communications Control Module supports HT series | 2096 N Gateway Blvd | Fresno | CA | 93727 | DISP
nan | nan | nan | nan | 8D70DE1 | 1 | 0 | nan | AURORA NETWORKS | auroranetworks | CC3008 | cc3008 | UNK | END OF LIFE | Communications Control Module supports HT series | 2096 N Gateway Blvd | Fresno | CA | 93727 | DISP
nan | nan | nan | nan | 8D6E8FE | 1 | 0 | nan | AURORA NETWORKS | auroranetworks | CC3008 | cc3008 | UNK | END OF LIFE | Communications Control Module supports HT series | 2096 N Gateway Blvd | Fresno | CA | 93727 | DISP
nan | nan | nan | nan | FC8A0A0 | 1 | 0 | nan | ARRIS | arris | CH3000C | ch3000c | UNK | END OF LIFE | ARRIS CH3000C 3RU 16/32 SLOTS CHASS W/TOP & BOTTOM COVERS | 124 Action ST | Maynard | MA | 1754 | DISP
nan | nan | nan | nan | E28A045 | 1 | 0 | nan | AURORA NETWORKS | auroranetworks | CH3000N | ch3000n | UNK | END OF LIFE | ARRIS CH3000N 16/32 SLOTS 3RU CHAS W/O TOP & BOTTOM COVERS | 2096 N Gateway Blvd | Fresno | CA | 93727 | DISP
nan | nan | nan | nan | E68A4B4 | 1 | 0 | nan | AURORA NETWORKS | auroranetworks | CH3000N | ch3000n | UNK | END OF LIFE | ARRIS CH3000N 16/32 SLOTS 3RU CHAS W/O TOP & BOTTOM COVERS | 2096 N Gateway Blvd | Fresno | CA | 93727 | DISP
nan | nan | nan | nan | E38A0CC | 1 | 0 | nan | AURORA NETWORKS | auroranetworks | CH3000N | ch3000n | UNK | END OF LIFE | ARRIS CH3000N 16/32 SLOTS 3RU CHAS W/O TOP & BOTTOM COVERS | 2096 N Gateway Blvd | Fresno | CA | 93727 | DISP
nan | nan | nan | nan | E68A4D8 | 1 | 0 | nan | AURORA NETWORKS | auroranetworks | CH3000N | ch3000n | UNK | END OF LIFE | ARRIS CH3000N 16/32 SLOTS 3RU CHAS W/O TOP & BOTTOM COVERS | 2096 N Gateway Blvd | Fresno | CA | 93727 | DISP
nan | nan | nan | nan | E38A0CA | 1 | 0 | nan | AURORA NETWORKS | auroranetworks | CH3000N | ch3000n | UNK | END OF LIFE | ARRIS CH3000N 16/32 SLOTS 3RU CHAS W/O TOP & BOTTOM COVERS | 2096 N Gateway Blvd | Fresno | CA | 93727 | DISP
nan | nan | nan | nan | E58A1C5 | 1 | 0 | nan | AURORA NETWORKS | auroranetworks | CH3000N | ch3000n | UNK | END OF LIFE | ARRIS CH3000N 16/32 SLOTS 3RU CHAS W/O TOP & BOTTOM COVERS | 2096 N Gateway Blvd | Fresno | CA | 93727 | DISP
nan | nan | nan | nan | 058A609 | 1 | 0 | nan | AURORA NETWORKS | auroranetworks | CH3000N | ch3000n | UNK | END OF LIFE | ARRIS CH3000N 16/32 SLOTS 3RU CHAS W/O TOP & BOTTOM COVERS | 2096 N Gateway Blvd | Fresno | CA | 93727 | DISP
nan | nan | nan | nan | E28A056 | 1 | 0 | nan | AURORA NETWORKS | auroranetworks | CH3000N | ch3000n | UNK | END OF LIFE | ARRIS CH3000N 16/32 SLOTS 3RU CHAS W/O TOP & BOTTOM COVERS | 2096 N Gateway Blvd | Fresno | CA | 93727 | DISP
nan | nan | nan | nan | E28A0D7 | 1 | 0 | nan | AURORA NETWORKS | auroranetworks | CH3000N | ch3000n | UNK | END OF LIFE | ARRIS CH3000N 16/32 SLOTS 3RU CHAS W/O TOP & BOTTOM COVERS | 2096 N Gateway Blvd | Fresno | CA | 93727 | DISP
nan | nan | nan | nan | E38A06B | 1 | 0 | nan | AURORA NETWORKS | auroranetworks | CH3000N | ch3000n | UNK | END OF LIFE | ARRIS CH3000N 16/32 SLOTS 3RU CHAS W/O TOP & BOTTOM COVERS | 2096 N Gateway Blvd | Fresno | CA | 93727 | DISP
nan | nan | nan | nan | E38A0AA | 1 | 0 | nan | AURORA NETWORKS | auroranetworks | CH3000N | ch3000n | UNK | END OF LIFE | ARRIS CH3000N 16/32 SLOTS 3RU CHAS W/O TOP & BOTTOM COVERS | 2096 N Gateway Blvd | Fresno | CA | 93727 | DISP
nan | nan | nan | nan | E68A4D4 | 1 | 0 | nan | AURORA NETWORKS | auroranetworks | CH3000N | ch3000n | UNK | END OF LIFE | ARRIS CH3000N 16/32 SLOTS 3RU CHAS W/O TOP & BOTTOM COVERS | 2096 N Gateway Blvd | Fresno | CA | 93727 | DISP
nan | nan | nan | nan | E38A065 | 1 | 0 | nan | AURORA NETWORKS | auroranetworks | CH3000N | ch3000n | UNK | END OF LIFE | ARRIS CH3000N 16/32 SLOTS 3RU CHAS W/O TOP & BOTTOM COVERS | 2096 N Gateway Blvd | Fresno | CA | 93727 | DISP
nan | nan | nan | nan | E58A1BA | 1 | 0 | nan | AURORA NETWORKS | auroranetworks | CH3000N | ch3000n | UNK | END OF LIFE | ARRIS CH3000N 16/32 SLOTS 3RU CHAS W/O TOP & BOTTOM COVERS | 2096 N Gateway Blvd | Fresno | CA | 93727 | DISP
nan | nan | nan | nan | E38A0A9 | 1 | 0 | nan | AURORA NETWORKS | auroranetworks | CH3000N | ch3000n | UNK | END OF LIFE | ARRIS CH3000N 16/32 SLOTS 3RU CHAS W/O TOP & BOTTOM COVERS | 2096 N Gateway Blvd | Fresno | CA | 93727 | DISP
nan | nan | nan | nan | E28A06A | 1 | 0 | nan | AURORA NETWORKS | auroranetworks | CH3000N | ch3000n | UNK | END OF LIFE | ARRIS CH3000N 16/32 SLOTS 3RU CHAS W/O TOP & BOTTOM COVERS | 2096 N Gateway Blvd | Fresno | CA | 93727 | DISP
nan | nan | nan | nan | E38A080 | 1 | 0 | nan | AURORA NETWORKS | auroranetworks | CH3000N | ch3000n | UNK | END OF LIFE | ARRIS CH3000N 16/32 SLOTS 3RU CHAS W/O TOP & BOTTOM COVERS | 2096 N Gateway Blvd | Fresno | CA | 93727 | DISP
nan | nan | nan | nan | D88A4F9 | 1 | 0 | nan | AURORA NETWORKS | auroranetworks | CH3000U-FM-00 | ch3000ufm00 | UNK | END OF LIFE | 27683 - FIBER MGT ADAPTER FOR CH3000 SERIES | 2096 N Gateway Blvd | Fresno | CA | 93727 | DISP
nan | nan | nan | nan | EC8A03F | 1 | 0 | nan | AURORA NETWORKS | auroranetworks | CH3000U-FM-00 | ch3000ufm00 | UNK | END OF LIFE | 27683 - FIBER MGT ADAPTER FOR CH3000 SERIES | 2096 N Gateway Blvd | Fresno | CA | 93727 | DISP
nan | nan | nan | nan | EA8A4DC | 1 | 0 | nan | AURORA NETWORKS | auroranetworks | CH3000U-FM-00 | ch3000ufm00 | UNK | END OF LIFE | 27683 - FIBER MGT ADAPTER FOR CH3000 SERIES | 2096 N Gateway Blvd | Fresno | CA | 93727 | DISP
nan | nan | nan | nan | E78A3B0 | 1 | 0 | nan | AURORA NETWORKS | auroranetworks | CH3000U-FM-00 | ch3000ufm00 | UNK | END OF LIFE | 27683 - FIBER MGT ADAPTER FOR CH3000 SERIES | 2096 N Gateway Blvd | Fresno | CA | 93727 | DISP
nan | nan | nan | nan | D88A4C6 | 1 | 0 | nan | AURORA NETWORKS | auroranetworks | CH3000U-FM-00 | ch3000ufm00 | UNK | END OF LIFE | 27683 - FIBER MGT ADAPTER FOR CH3000 SERIES | 2096 N Gateway Blvd | Fresno | CA | 93727 | DISP
nan | nan | nan | nan | D88A469 | 1 | 0 | nan | AURORA NETWORKS | auroranetworks | CH3000U-FM-00 | ch3000ufm00 | UNK | END OF LIFE | 27683 - FIBER MGT ADAPTER FOR CH3000 SERIES | 2096 N Gateway Blvd | Fresno | CA | 93727 | DISP
nan | nan | nan | nan | D88A455 | 1 | 0 | nan | AURORA NETWORKS | auroranetworks | CH3000U-FM-00 | ch3000ufm00 | UNK | END OF LIFE | 27683 - FIBER MGT ADAPTER FOR CH3000 SERIES | 2096 N Gateway Blvd | Fresno | CA | 93727 | DISP
nan | nan | nan | nan | E78A3E2 | 1 | 0 | nan | AURORA NETWORKS | auroranetworks | CH3000U-FM-00 | ch3000ufm00 | UNK | END OF LIFE | 27683 - FIBER MGT ADAPTER FOR CH3000 SERIES | 2096 N Gateway Blvd | Fresno | CA | 93727 | DISP
nan | nan | nan | nan | D88A4E0 | 1 | 0 | nan | AURORA NETWORKS | auroranetworks | CH3000U-FM-00 | ch3000ufm00 | UNK | END OF LIFE | 27683 - FIBER MGT ADAPTER FOR CH3000 SERIES | 2096 N Gateway Blvd | Fresno | CA | 93727 | DISP
nan | nan | nan | nan | 0D406C8 | 1 | 0 | nan | AURORA NETWORKS | auroranetworks | CH3000U-FM-00 | ch3000ufm00 | UNK | END OF LIFE | 27683 - FIBER MGT ADAPTER FOR CH3000 SERIES | 2096 N Gateway Blvd | Fresno | CA | 93727 | DISP
nan | nan | nan | nan | D88A467 | 1 | 0 | nan | AURORA NETWORKS | auroranetworks | CH3000U-FM-00 | ch3000ufm00 | UNK | END OF LIFE | 27683 - FIBER MGT ADAPTER FOR CH3000 SERIES | 2096 N Gateway Blvd | Fresno | CA | 93727 | DISP
nan | nan | nan | nan | D88A4DE | 1 | 0 | nan | AURORA NETWORKS | auroranetworks | CH3000U-FM-00 | ch3000ufm00 | UNK | END OF LIFE | 27683 - FIBER MGT ADAPTER FOR CH3000 SERIES | 2096 N Gateway Blvd | Fresno | CA | 93727 | DISP
nan | nan | nan | nan | 028A45B | 1 | 0 | nan | AURORA NETWORKS | auroranetworks | CH3000U-FM-00 | ch3000ufm00 | UNK | END OF LIFE | 27683 - FIBER MGT ADAPTER FOR CH3000 SERIES | 2096 N Gateway Blvd | Fresno | CA | 93727 | DISP
nan | nan | nan | nan | D88A4DB | 1 | 0 | nan | AURORA NETWORKS | auroranetworks | CH3000U-FM-00 | ch3000ufm00 | UNK | END OF LIFE | 27683 - FIBER MGT ADAPTER FOR CH3000 SERIES | 2096 N Gateway Blvd | Fresno | CA | 93727 | DISP
nan | nan | nan | nan | D88A4D6 | 1 | 0 | nan | AURORA NETWORKS | auroranetworks | CH3000U-FM-00 | ch3000ufm00 | UNK | END OF LIFE | 27683 - FIBER MGT ADAPTER FOR CH3000 SERIES | 2096 N Gateway Blvd | Fresno | CA | 93727 | DISP
nan | nan | nan | nan | D88A4F7 | 1 | 0 | nan | AURORA NETWORKS | auroranetworks | CH3000U-FM-00 | ch3000ufm00 | UNK | END OF LIFE | 27683 - FIBER MGT ADAPTER FOR CH3000 SERIES | 2096 N Gateway Blvd | Fresno | CA | 93727 | DISP
nan | nan | nan | nan | D88A4C4 | 1 | 0 | nan | AURORA NETWORKS | auroranetworks | CH3000U-FM-00 | ch3000ufm00 | UNK | END OF LIFE | 27683 - FIBER MGT ADAPTER FOR CH3000 SERIES | 2096 N Gateway Blvd | Fresno | CA | 93727 | DISP
nan | nan | nan | nan | nan | 17 | 0 | nan | AURORA NETWORKS | auroranetworks | CH3000U-FM-00 | ch3000ufm00 | UNK | END OF LIFE | 27683 - FIBER MGT ADAPTER FOR CH3000 SERIES | 124 Action ST | Maynard | MA | 1754 | DISP
nan | nan | nan | nan | nan | 1 | 0 | nan | ARRIS | arris | CHP-D2RRX-42-MQ-S | chpd2rrx42mqs | UNK | END OF LIFE | CHP Max5000 Dig Dual In Ret Rec BW42MHz-20to0dBm | 124 Action ST | Maynard | MA | 1754 | DISP
nan | nan | nan | nan | E160215 | 1 | 0 | nan | AURORA NETWORKS | auroranetworks | CX3002 | cx3002 | UNK | END OF LIFE | 37867 - Module for CH3000 chassis, plugs into PS3000 | 2096 N Gateway Blvd | Fresno | CA | 93727 | DISP
nan | nan | nan | nan | EB60802 | 1 | 0 | nan | AURORA NETWORKS | auroranetworks | CX3002 | cx3002 | UNK | END OF LIFE | 37867 - Module for CH3000 chassis, plugs into PS3000 | 2096 N Gateway Blvd | Fresno | CA | 93727 | DISP
nan | nan | nan | nan | E660967 | 1 | 0 | nan | AURORA NETWORKS | auroranetworks | CX3002 | cx3002 | UNK | END OF LIFE | 37867 - Module for CH3000 chassis, plugs into PS3000 | 2096 N Gateway Blvd | Fresno | CA | 93727 | DISP
nan | nan | nan | nan | E160216 | 1 | 0 | nan | AURORA NETWORKS | auroranetworks | CX3002 | cx3002 | UNK | END OF LIFE | 37867 - Module for CH3000 chassis, plugs into PS3000 | 2096 N Gateway Blvd | Fresno | CA | 93727 | DISP
nan | nan | nan | nan | E160278 | 1 | 0 | nan | AURORA NETWORKS | auroranetworks | CX3002 | cx3002 | UNK | END OF LIFE | 37867 - Module for CH3000 chassis, plugs into PS3000 | 2096 N Gateway Blvd | Fresno | CA | 93727 | DISP
nan | nan | nan | nan | E160310 | 1 | 0 | nan | AURORA NETWORKS | auroranetworks | CX3002 | cx3002 | UNK | END OF LIFE | 37867 - Module for CH3000 chassis, plugs into PS3000 | 2096 N Gateway Blvd | Fresno | CA | 93727 | DISP
nan | nan | nan | nan | E763056 | 1 | 0 | nan | AURORA NETWORKS | auroranetworks | CX3002 | cx3002 | UNK | END OF LIFE | 37867 - Module for CH3000 chassis, plugs into PS3000 | 2096 N Gateway Blvd | Fresno | CA | 93727 | DISP
nan | nan | nan | nan | E160218 | 1 | 0 | nan | AURORA NETWORKS | auroranetworks | CX3002 | cx3002 | UNK | END OF LIFE | 37867 - Module for CH3000 chassis, plugs into PS3000 | 2096 N Gateway Blvd | Fresno | CA | 93727 | DISP
nan | nan | nan | nan | E160257 | 1 | 0 | nan | AURORA NETWORKS | auroranetworks | CX3002 | cx3002 | UNK | END OF LIFE | 37867 - Module for CH3000 chassis, plugs into PS3000 | 2096 N Gateway Blvd | Fresno | CA | 93727 | DISP
nan | nan | nan | nan | 0D80679 | 1 | 0 | nan | AURORA NETWORKS | auroranetworks | CX3002 | cx3002 | UNK | END OF LIFE | 37867 - Module for CH3000 chassis, plugs into PS3000 | 2096 N Gateway Blvd | Fresno | CA | 93727 | DISP
nan | nan | nan | nan | 0D805EE | 1 | 0 | nan | AURORA NETWORKS | auroranetworks | CX3002 | cx3002 | UNK | END OF LIFE | 37867 - Module for CH3000 chassis, plugs into PS3000 | 2096 N Gateway Blvd | Fresno | CA | 93727 | DISP
nan | nan | nan | nan | E160221 | 1 | 0 | nan | AURORA NETWORKS | auroranetworks | CX3002 | cx3002 | UNK | END OF LIFE | 37867 - Module for CH3000 chassis, plugs into PS3000 | 2096 N Gateway Blvd | Fresno | CA | 93727 | DISP
nan | nan | nan | nan | E763159 | 1 | 0 | nan | AURORA NETWORKS | auroranetworks | CX3002 | cx3002 | UNK | END OF LIFE | 37867 - Module for CH3000 chassis, plugs into PS3000 | 2096 N Gateway Blvd | Fresno | CA | 93727 | DISP
nan | nan | nan | nan | EB60683 | 1 | 0 | nan | AURORA NETWORKS | auroranetworks | CX3002 | cx3002 | UNK | END OF LIFE | 37867 - Module for CH3000 chassis, plugs into PS3000 | 2096 N Gateway Blvd | Fresno | CA | 93727 | DISP
nan | nan | nan | nan | 0D80571 | 1 | 0 | nan | AURORA NETWORKS | auroranetworks | CX3002 | cx3002 | UNK | END OF LIFE | 37867 - Module for CH3000 chassis, plugs into PS3000 | 2096 N Gateway Blvd | Fresno | CA | 93727 | DISP
nan | nan | nan | nan | 0D80689 | 1 | 0 | nan | AURORA NETWORKS | auroranetworks | CX3002 | cx3002 | UNK | END OF LIFE | 37867 - Module for CH3000 chassis, plugs into PS3000 | 2096 N Gateway Blvd | Fresno | CA | 93727 | DISP
nan | nan | nan | nan | D760224 | 1 | 0 | nan | AURORA NETWORKS | auroranetworks | CX3002 | cx3002 | UNK | END OF LIFE | 37867 - Module for CH3000 chassis, plugs into PS3000 | 2096 N Gateway Blvd | Fresno | CA | 93727 | DISP
nan | nan | nan | nan | nan | 12 | 0 | nan | AURORA NETWORKS | auroranetworks | CX3002 | cx3002 | UNK | END OF LIFE | 37867 - Module for CH3000 chassis, plugs into PS3000 | 124 Action ST | Maynard | MA | 1754 | DISP
nan | nan | nan | nan | USE020NCFG | 1 | 0 | nan | HEWLETT PACKARD | hewlettpackard | DL320G6 | dl320g6 | UNK | END OF LIFE | HP Proliant DL320 Server Generation 6 | 2096 N Gateway Blvd | Fresno | CA | 93727 | DISP
nan | nan | nan | nan | USE4261YFM | 1 | 0 | nan | HEWLETT PACKARD | hewlettpackard | DL360P G8 | dl360pg8 | UNK | END OF LIFE | HP ProLiant DL360p Gen8 | 2096 N Gateway Blvd | Fresno | CA | 93727 | DISP
nan | nan | nan | nan | nan | 1 | 0 | nan | JUNIPER | juniper | DPCE-R-40GE-SFP-A | dpcer40gesfpa | UNK | END OF LIFE | Juniper Gigabit Ethernet Enhanced DPC with SFP Module | 124 Action ST | Maynard | MA | 1754 | DISP
nan | nan | nan | nan | CJVD1013019698 | 1 | 0 | nan | DELTA | delta | DPS-400AB-5 | dps400ab5 | UNK | END OF LIFE | HP DL320 509008-001 400W Switching Power Supply | 2096 N Gateway Blvd | Fresno | CA | 93727 | DISP
nan | nan | nan | nan | CJVD1013019719 | 1 | 0 | nan | DELTA | delta | DPS-400AB-5 | dps400ab5 | UNK | END OF LIFE | HP DL320 509008-001 400W Switching Power Supply | 2096 N Gateway Blvd | Fresno | CA | 93727 | DISP
nan | nan | nan | nan | DLD0814022852 | 1 | 0 | nan | DELTA | delta | DPS-750EB-A | dps750eba | UNK | END OF LIFE | DELTA DPS-750EB-A 750W SWAP SWITCHING POWER SUPPLY | 4545 Stonegate Industrial Blvd | Stone Mountain | GA | 30083 | DISP
nan | nan | nan | nan | DLD0808013611 | 1 | 0 | nan | DELTA | delta | DPS-750EB-A | dps750eba | UNK | END OF LIFE | DELTA DPS-750EB-A 750W SWAP SWITCHING POWER SUPPLY | 4545 Stonegate Industrial Blvd | Stone Mountain | GA | 30083 | DISP
nan | nan | nan | nan | 0A8A7F3 | 1 | 0 | nan | AURORA NETWORKS | auroranetworks | DR3450N-50-00 | dr3450n5000 | UNK | END OF LIFE | Quad Digital Receiver with four RF Outputs | 2096 N Gateway Blvd | Fresno | CA | 93727 | DISP
nan | nan | nan | nan | FC81C30 | 1 | 0 | nan | AURORA NETWORKS | auroranetworks | DR3450N-50-00 | dr3450n5000 | UNK | END OF LIFE | Quad Digital Receiver with four RF Outputs | 2096 N Gateway Blvd | Fresno | CA | 93727 | DISP
nan | nan | nan | nan | 00136E7 | 1 | 0 | nan | AURORA NETWORKS | auroranetworks | DR3450N-50-00 | dr3450n5000 | UNK | END OF LIFE | Quad Digital Receiver with four RF Outputs | 2096 N Gateway Blvd | Fresno | CA | 93727 | DISP
nan | nan | nan | nan | FA1200B | 1 | 0 | nan | AURORA NETWORKS | auroranetworks | DR3450N-50-00 | dr3450n5000 | UNK | END OF LIFE | Quad Digital Receiver with four RF Outputs | 2096 N Gateway Blvd | Fresno | CA | 93727 | DISP
nan | nan | nan | nan | 0A8A76E | 1 | 0 | nan | AURORA NETWORKS | auroranetworks | DR3450N-50-00 | dr3450n5000 | UNK | END OF LIFE | Quad Digital Receiver with four RF Outputs | 2096 N Gateway Blvd | Fresno | CA | 93727 | DISP
nan | nan | nan | nan | 000ECC7 | 1 | 0 | nan | AURORA NETWORKS | auroranetworks | DR3450N-50-00 | dr3450n5000 | UNK | END OF LIFE | Quad Digital Receiver with four RF Outputs | 2096 N Gateway Blvd | Fresno | CA | 93727 | DISP
nan | nan | nan | nan | 0A800B8 | 1 | 0 | nan | AURORA NETWORKS | auroranetworks | DR3450N-50-00 | dr3450n5000 | UNK | END OF LIFE | Quad Digital Receiver with four RF Outputs | 2096 N Gateway Blvd | Fresno | CA | 93727 | DISP
nan | nan | nan | nan | FC82C29 | 1 | 0 | nan | AURORA NETWORKS | auroranetworks | DR3450N-50-00 | dr3450n5000 | UNK | END OF LIFE | Quad Digital Receiver with four RF Outputs | 2096 N Gateway Blvd | Fresno | CA | 93727 | DISP
nan | nan | nan | nan | 0003A33 | 1 | 0 | nan | AURORA NETWORKS | auroranetworks | DR3450N-50-00 | dr3450n5000 | UNK | END OF LIFE | Quad Digital Receiver with four RF Outputs | 2096 N Gateway Blvd | Fresno | CA | 93727 | DISP
nan | nan | nan | nan | 0A8012F | 1 | 0 | nan | AURORA NETWORKS | auroranetworks | DR3450N-50-00 | dr3450n5000 | UNK | END OF LIFE | Quad Digital Receiver with four RF Outputs | 2096 N Gateway Blvd | Fresno | CA | 93727 | DISP
nan | nan | nan | nan | 04879B7 | 1 | 0 | nan | AURORA NETWORKS | auroranetworks | DR3450N-50-00 | dr3450n5000 | UNK | END OF LIFE | Quad Digital Receiver with four RF Outputs | 2096 N Gateway Blvd | Fresno | CA | 93727 | DISP
nan | nan | nan | nan | 001C02D | 1 | 0 | nan | AURORA NETWORKS | auroranetworks | DR3450N-50-00 | dr3450n5000 | UNK | END OF LIFE | Quad Digital Receiver with four RF Outputs | 2096 N Gateway Blvd | Fresno | CA | 93727 | DISP
nan | nan | nan | nan | 0B85D92 | 1 | 0 | nan | AURORA NETWORKS | auroranetworks | DR3450N-50-00 | dr3450n5000 | UNK | END OF LIFE | Quad Digital Receiver with four RF Outputs | 2096 N Gateway Blvd | Fresno | CA | 93727 | DISP
nan | nan | nan | nan | 0B85D9A | 1 | 0 | nan | AURORA NETWORKS | auroranetworks | DR3450N-50-00 | dr3450n5000 | UNK | END OF LIFE | Quad Digital Receiver with four RF Outputs | 2096 N Gateway Blvd | Fresno | CA | 93727 | DISP
nan | nan | nan | nan | 200E788 | 1 | 0 | nan | AURORA NETWORKS | auroranetworks | DR3450N-50-00 | dr3450n5000 | UNK | END OF LIFE | Quad Digital Receiver with four RF Outputs | 2096 N Gateway Blvd | Fresno | CA | 93727 | DISP
nan | nan | nan | nan | FA1208F | 1 | 0 | nan | AURORA NETWORKS | auroranetworks | DR3450N-50-00 | dr3450n5000 | UNK | END OF LIFE | Quad Digital Receiver with four RF Outputs | 2096 N Gateway Blvd | Fresno | CA | 93727 | DISP
nan | nan | nan | nan | 0C81162 | 1 | 0 | nan | AURORA NETWORKS | auroranetworks | DR3450N-50-00 | dr3450n5000 | UNK | END OF LIFE | Quad Digital Receiver with four RF Outputs | 2096 N Gateway Blvd | Fresno | CA | 93727 | DISP
nan | nan | nan | nan | 001F98E | 1 | 0 | nan | AURORA NETWORKS | auroranetworks | DR3450N-50-00 | dr3450n5000 | UNK | END OF LIFE | Quad Digital Receiver with four RF Outputs | 2096 N Gateway Blvd | Fresno | CA | 93727 | DISP
nan | nan | nan | nan | 000C6A4 | 1 | 0 | nan | AURORA NETWORKS | auroranetworks | DR3450N-50-00 | dr3450n5000 | UNK | END OF LIFE | Quad Digital Receiver with four RF Outputs | 2096 N Gateway Blvd | Fresno | CA | 93727 | DISP
nan | nan | nan | nan | 00039FE | 1 | 0 | nan | AURORA NETWORKS | auroranetworks | DR3450N-50-00 | dr3450n5000 | UNK | END OF LIFE | Quad Digital Receiver with four RF Outputs | 2096 N Gateway Blvd | Fresno | CA | 93727 | DISP
nan | nan | nan | nan | 001FB30 | 1 | 0 | nan | AURORA NETWORKS | auroranetworks | DR3450N-50-00 | dr3450n5000 | UNK | END OF LIFE | Quad Digital Receiver with four RF Outputs | 2096 N Gateway Blvd | Fresno | CA | 93727 | DISP
nan | nan | nan | nan | PMA958820029976 | 1 | 0 | nan | ARTESYN | artesyn | DS850-3-002 | ds8503002 | UNK | END OF LIFE | ARTESYN 12V 850W OUTP 12V/70A INP 90-264VAC AC/DC CONVERTER | 1900 CUMBERLAND SE PKWY | ATLANTA | GA | 30339 | DISP
nan | nan | nan | nan | E910H3007902P | 1 | 0 | nan | ARTESYN | artesyn | DS850-3-002 | ds8503002 | UNK | END OF LIFE | ARTESYN 12V 850W OUTP 12V/70A INP 90-264VAC AC/DC CONVERTER | 1900 CUMBERLAND SE PKWY | ATLANTA | GA | 30339 | DISP
nan | nan | nan | nan | E910HC002P04P | 1 | 0 | nan | ARTESYN | artesyn | DS850-3-002 | ds8503002 | UNK | END OF LIFE | ARTESYN 12V 850W OUTP 12V/70A INP 90-264VAC AC/DC CONVERTER | 1900 CUMBERLAND SE PKWY | ATLANTA | GA | 30339 | DISP
nan | nan | nan | nan | E910H3007B02P | 1 | 0 | nan | ARTESYN | artesyn | DS850-3-002 | ds8503002 | UNK | END OF LIFE | ARTESYN 12V 850W OUTP 12V/70A INP 90-264VAC AC/DC CONVERTER | 1900 CUMBERLAND SE PKWY | ATLANTA | GA | 30339 | DISP
nan | nan | nan | nan | E910H9009C02P | 1 | 0 | nan | ARTESYN | artesyn | DS850-3-002 | ds8503002 | UNK | END OF LIFE | ARTESYN 12V 850W OUTP 12V/70A INP 90-264VAC AC/DC CONVERTER | 1900 CUMBERLAND SE PKWY | ATLANTA | GA | 30339 | DISP
nan | nan | nan | nan | E910H3007L02P | 1 | 0 | nan | ARTESYN | artesyn | DS850-3-002 | ds8503002 | UNK | END OF LIFE | ARTESYN 12V 850W OUTP 12V/70A INP 90-264VAC AC/DC CONVERTER | 1900 CUMBERLAND SE PKWY | ATLANTA | GA | 30339 | DISP
nan | nan | nan | nan | PMA958820030069 | 1 | 0 | nan | ARTESYN | artesyn | DS850-3-002 | ds8503002 | UNK | END OF LIFE | ARTESYN 12V 850W OUTP 12V/70A INP 90-264VAC AC/DC CONVERTER | 1900 CUMBERLAND SE PKWY | ATLANTA | GA | 30339 | DISP
nan | nan | nan | nan | E910H3007W02P | 1 | 0 | nan | ARTESYN | artesyn | DS850-3-002 | ds8503002 | UNK | END OF LIFE | ARTESYN 12V 850W OUTP 12V/70A INP 90-264VAC AC/DC CONVERTER | 1900 CUMBERLAND SE PKWY | ATLANTA | GA | 30339 | DISP
nan | nan | nan | nan | E910H3009J02P | 1 | 0 | nan | ARTESYN | artesyn | DS850-3-002 | ds8503002 | UNK | END OF LIFE | ARTESYN 12V 850W OUTP 12V/70A INP 90-264VAC AC/DC CONVERTER | 1900 CUMBERLAND SE PKWY | ATLANTA | GA | 30339 | DISP
nan | nan | nan | nan | E910H3008602P | 1 | 0 | nan | ARTESYN | artesyn | DS850-3-002 | ds8503002 | UNK | END OF LIFE | ARTESYN 12V 850W OUTP 12V/70A INP 90-264VAC AC/DC CONVERTER | 1900 CUMBERLAND SE PKWY | ATLANTA | GA | 30339 | DISP
nan | nan | nan | nan | E910H9009502P | 1 | 0 | nan | ARTESYN | artesyn | DS850-3-002 | ds8503002 | UNK | END OF LIFE | ARTESYN 12V 850W OUTP 12V/70A INP 90-264VAC AC/DC CONVERTER | 1900 CUMBERLAND SE PKWY | ATLANTA | GA | 30339 | DISP
nan | nan | nan | nan | E910H3007S02P | 1 | 0 | nan | ARTESYN | artesyn | DS850-3-002 | ds8503002 | UNK | END OF LIFE | ARTESYN 12V 850W OUTP 12V/70A INP 90-264VAC AC/DC CONVERTER | 1900 CUMBERLAND SE PKWY | ATLANTA | GA | 30339 | DISP
nan | nan | nan | nan | E910H3008E02P | 1 | 0 | nan | ARTESYN | artesyn | DS850-3-002 | ds8503002 | UNK | END OF LIFE | ARTESYN 12V 850W OUTP 12V/70A INP 90-264VAC AC/DC CONVERTER | 1900 CUMBERLAND SE PKWY | ATLANTA | GA | 30339 | DISP
nan | nan | nan | nan | PMA958820029992 | 1 | 0 | nan | ARTESYN | artesyn | DS850-3-002 | ds8503002 | UNK | END OF LIFE | ARTESYN 12V 850W OUTP 12V/70A INP 90-264VAC AC/DC CONVERTER | 1900 CUMBERLAND SE PKWY | ATLANTA | GA | 30339 | DISP
nan | nan | nan | nan | PMA958820030123 | 1 | 0 | nan | ARTESYN | artesyn | DS850-3-002 | ds8503002 | UNK | END OF LIFE | ARTESYN 12V 850W OUTP 12V/70A INP 90-264VAC AC/DC CONVERTER | 1900 CUMBERLAND SE PKWY | ATLANTA | GA | 30339 | DISP
nan | nan | nan | nan | 216143072 | 1 | 0 | nan | ADC TELECO | adcteleco | DV6016DAP2 | dv6016dap2 | UNK | END OF LIFE | DV6000 DROP/ADD/PASS | 124 Action ST | Maynard | MA | 1754 | DISP
nan | nan | nan | nan | nan | 6 | 0 | nan | ADC TELECO | adcteleco | DV6016DAP301 | dv6016dap301 | UNK | END OF LIFE | ADC/C-COR DV6016DAP301 DV6000 DROP/ADD/PASS MODULE | 124 Action ST | Maynard | MA | 1754 | DISP
nan | nan | nan | nan | nan | 3 | 0 | nan | ADC TELECO | adcteleco | DV6016DX2 | dv6016dx2 | UNK | END OF LIFE | ADC/C-COR DV6016DX2 VIDEO CONTROL MODULE | 124 Action ST | Maynard | MA | 1754 | DISP
nan | nan | nan | nan | nan | 20 | 0 | nan | ADC TELECO | adcteleco | DV6081VEB | dv6081veb | UNK | END OF LIFE | ADC DV6081VEB ALS DV6000 8-BIT BTSC CMPT | 124 Action ST | Maynard | MA | 1754 | DISP
nan | nan | nan | nan | nan | 29 | 0 | nan | ADC TELECO | adcteleco | DV6081VEN2 | dv6081ven2 | UNK | END OF LIFE | ADC DV6081VEN2 ALS DV6000 8-BIT DL BB AUD | 124 Action ST | Maynard | MA | 1754 | DISP
nan | nan | nan | nan | 210643140 | 1 | 0 | nan | ADC TELECO | adcteleco | DV6082VDB | dv6082vdb | UNK | END OF LIFE | ADC DV6082VDB DV6000 8-BIT BTSC DCDR MODULE | 124 Action ST | Maynard | MA | 1754 | DISP
nan | nan | nan | nan | nan | 5 | 0 | nan | ADC TELECO | adcteleco | DV6082VDN2 | dv6082vdn2 | UNK | END OF LIFE | ADC DV6082VDN2 VIDEO DECODER MODULE | 124 Action ST | Maynard | MA | 1754 | DISP
nan | nan | nan | nan | nan | 2 | 0 | nan | C-COR | ccor | DV6101MASI01 | dv6101masi01 | UNK | END OF LIFE | C-COR DV6101MASI01 DV6000 DVB-ASI ENCODER MODULE | 124 Action ST | Maynard | MA | 1754 | DISP
nan | nan | nan | nan | nan | 4 | 0 | nan | C-COR | ccor | DV6102MASI01 | dv6102masi01 | UNK | END OF LIFE | C-COR DV6102MASI01 DV6000 DVB-ASI DECODER MODULE | 124 Action ST | Maynard | MA | 1754 | DISP
nan | nan | nan | nan | nan | 4 | 0 | nan | C-COR | ccor | DV6102VDN4 | dv6102vdn4 | UNK | END OF LIFE | ADC DV6102VDN4 VIDEO DECODER BASEBAND NTSC W/ 4 AUDIO CHAN | 124 Action ST | Maynard | MA | 1754 | DISP
nan | nan | nan | nan | nan | 2 | 0 | nan | C-COR | ccor | DV6102VDN4M | dv6102vdn4m | UNK | END OF LIFE | C-COR DV6102VDN4M DV6000 10BIT 4-AUD DIGI CLOCK DISTR MODULE | 124 Action ST | Maynard | MA | 1754 | DISP
nan | nan | nan | nan | nan | 3 | 0 | nan | ADC TELECO | adcteleco | DV6302RCQ | dv6302rcq | UNK | END OF LIFE | DV6000 Transmitter 1550 | 124 Action ST | Maynard | MA | 1754 | DISP
nan | nan | nan | nan | nan | 1 | 0 | nan | ADC TELECO | adcteleco | DV6501TXDHC502 | dv6501txdhc502 | UNK | END OF LIFE | DV6000 SM DWDM 1550NM CHNL 5 3DBM LAUNCH PWR XMTR MODULE | 124 Action ST | Maynard | MA | 1754 | DISP
nan | nan | nan | nan | nan | 4 | 0 | nan | ADC TELECO | adcteleco | DV6911FANA | dv6911fana | UNK | END OF LIFE | ADC/C-COR DV6911FANA 19" RACK COOLING FAN UNIT | 124 Action ST | Maynard | MA | 1754 | DISP
nan | nan | nan | nan | CCP24108342224022 | 1 | 0 | nan | MISCELLANEOUS | miscellaneous | EMA-0210-00-LAN | ema021000lan | UNK | END OF LIFE | EMA-0210-00-LAN | 4545 Stonegate Industrial Blvd | Stone Mountain | GA | 30083 | DISP
nan | nan | nan | nan | AT0511486401 | 1 | 0 | nan | JUNIPER | juniper | EX-PWR-320-AC | expwr320ac | UNK | END OF LIFE | Juniper Networks 320 Watt AC Power Supply Unit for EX4200 | 2096 N Gateway Blvd | Fresno | CA | 93727 | DISP
nan | nan | nan | nan | AT0511474608 | 1 | 0 | nan | JUNIPER | juniper | EX-PWR-320-AC | expwr320ac | UNK | END OF LIFE | Juniper Networks 320 Watt AC Power Supply Unit for EX4200 | 2096 N Gateway Blvd | Fresno | CA | 93727 | DISP
nan | nan | nan | nan | 2L-080937B | 1 | 0 | nan | TYCO ELECT | tycoelect | FH3962-000 | fh3962000 | UNK | END OF LIFE | Single 8-channel narrow LGX-type Type B CWDM module. Mux or | 2096 N Gateway Blvd | Fresno | CA | 93727 | DISP
nan | nan | nan | nan | PFE31QP | 1 | 0 | nan | FINISAR | finisar | FTLF8519P2BCL | ftlf8519p2bcl | UNK | END OF LIFE | 1000BASE-SX ETHERNET SFP TRANSCEIVER; 850NM; 1.25 GB/S SW | 1900 CUMBERLAND SE PKWY | ATLANTA | GA | 30339 | DISP
nan | nan | nan | nan | PFE31RN | 1 | 0 | nan | FINISAR | finisar | FTLF8519P2BCL | ftlf8519p2bcl | UNK | END OF LIFE | 1000BASE-SX ETHERNET SFP TRANSCEIVER; 850NM; 1.25 GB/S SW | 1900 CUMBERLAND SE PKWY | ATLANTA | GA | 30339 | DISP
nan | nan | nan | nan | PFE31RJ | 1 | 0 | nan | FINISAR | finisar | FTLF8519P2BCL | ftlf8519p2bcl | UNK | END OF LIFE | 1000BASE-SX ETHERNET SFP TRANSCEIVER; 850NM; 1.25 GB/S SW | 1900 CUMBERLAND SE PKWY | ATLANTA | GA | 30339 | DISP
nan | nan | nan | nan | PFE31RH | 1 | 0 | nan | FINISAR | finisar | FTLF8519P2BCL | ftlf8519p2bcl | UNK | END OF LIFE | 1000BASE-SX ETHERNET SFP TRANSCEIVER; 850NM; 1.25 GB/S SW | 1900 CUMBERLAND SE PKWY | ATLANTA | GA | 30339 | DISP
nan | nan | nan | nan | PFE31RL | 1 | 0 | nan | FINISAR | finisar | FTLF8519P2BCL | ftlf8519p2bcl | UNK | END OF LIFE | 1000BASE-SX ETHERNET SFP TRANSCEIVER; 850NM; 1.25 GB/S SW | 1900 CUMBERLAND SE PKWY | ATLANTA | GA | 30339 | DISP
nan | nan | nan | nan | PFE31RM | 1 | 0 | nan | FINISAR | finisar | FTLF8519P2BCL | ftlf8519p2bcl | UNK | END OF LIFE | 1000BASE-SX ETHERNET SFP TRANSCEIVER; 850NM; 1.25 GB/S SW | 1900 CUMBERLAND SE PKWY | ATLANTA | GA | 30339 | DISP
nan | nan | nan | nan | PFE31RS | 1 | 0 | nan | FINISAR | finisar | FTLF8519P2BCL | ftlf8519p2bcl | UNK | END OF LIFE | 1000BASE-SX ETHERNET SFP TRANSCEIVER; 850NM; 1.25 GB/S SW | 1900 CUMBERLAND SE PKWY | ATLANTA | GA | 30339 | DISP
nan | nan | nan | nan | PFE2Y2U | 1 | 0 | nan | FINISAR | finisar | FTLF8519P2BCL | ftlf8519p2bcl | UNK | END OF LIFE | 1000BASE-SX ETHERNET SFP TRANSCEIVER; 850NM; 1.25 GB/S SW | 1900 CUMBERLAND SE PKWY | ATLANTA | GA | 30339 | DISP
nan | nan | nan | nan | PFC032M | 1 | 0 | nan | FINISAR | finisar | FTLF8519P2BCL | ftlf8519p2bcl | UNK | END OF LIFE | 1000BASE-SX ETHERNET SFP TRANSCEIVER; 850NM; 1.25 GB/S SW | 1900 CUMBERLAND SE PKWY | ATLANTA | GA | 30339 | DISP
nan | nan | nan | nan | PDJ1CNT | 1 | 0 | nan | FINISAR | finisar | FTLF8519P2BNL | ftlf8519p2bnl | UNK | END OF LIFE | Finisar 1000Base-SX SFP Transceiver Module | 4545 Stonegate Industrial Blvd | Stone Mountain | GA | 30083 | DISP
nan | nan | nan | nan | P8D2VSA | 1 | 0 | nan | FINISAR | finisar | FTLF8519P2BNL | ftlf8519p2bnl | UNK | END OF LIFE | Finisar 1000Base-SX SFP Transceiver Module | 4545 Stonegate Industrial Blvd | Stone Mountain | GA | 30083 | DISP
nan | nan | nan | nan | P832H8K | 1 | 0 | nan | FINISAR | finisar | FTLF8519P2BNL | ftlf8519p2bnl | UNK | END OF LIFE | Finisar 1000Base-SX SFP Transceiver Module | 4545 Stonegate Industrial Blvd | Stone Mountain | GA | 30083 | DISP
nan | nan | nan | nan | P6N2655 | 1 | 0 | nan | FINISAR | finisar | FTLF8519P2BNL | ftlf8519p2bnl | UNK | END OF LIFE | Finisar 1000Base-SX SFP Transceiver Module | 4545 Stonegate Industrial Blvd | Stone Mountain | GA | 30083 | DISP
nan | nan | nan | nan | PDH515F | 1 | 0 | nan | FINISAR | finisar | FTLF8519P2BNL | ftlf8519p2bnl | UNK | END OF LIFE | Finisar 1000Base-SX SFP Transceiver Module | 4545 Stonegate Industrial Blvd | Stone Mountain | GA | 30083 | DISP
nan | nan | nan | nan | P6R205W | 1 | 0 | nan | FINISAR | finisar | FTLF8519P2BNL | ftlf8519p2bnl | UNK | END OF LIFE | Finisar 1000Base-SX SFP Transceiver Module | 4545 Stonegate Industrial Blvd | Stone Mountain | GA | 30083 | DISP
nan | nan | nan | nan | P6R209M | 1 | 0 | nan | FINISAR | finisar | FTLF8519P2BNL | ftlf8519p2bnl | UNK | END OF LIFE | Finisar 1000Base-SX SFP Transceiver Module | 4545 Stonegate Industrial Blvd | Stone Mountain | GA | 30083 | DISP
nan | nan | nan | nan | P6R1Z4V | 1 | 0 | nan | FINISAR | finisar | FTLF8519P2BNL | ftlf8519p2bnl | UNK | END OF LIFE | Finisar 1000Base-SX SFP Transceiver Module | 4545 Stonegate Industrial Blvd | Stone Mountain | GA | 30083 | DISP
nan | nan | nan | nan | PFE2Y2Z | 1 | 0 | nan | FINISAR | finisar | FTLF8519P2BNL | ftlf8519p2bnl | UNK | END OF LIFE | Finisar 1000Base-SX SFP Transceiver Module | 4545 Stonegate Industrial Blvd | Stone Mountain | GA | 30083 | DISP
nan | nan | nan | nan | PFE2Y2X | 1 | 0 | nan | FINISAR | finisar | FTLF8519P2BNL | ftlf8519p2bnl | UNK | END OF LIFE | Finisar 1000Base-SX SFP Transceiver Module | 4545 Stonegate Industrial Blvd | Stone Mountain | GA | 30083 | DISP
nan | nan | nan | nan | PB4168F | 1 | 0 | nan | FINISAR | finisar | FTLF8519P2BNL | ftlf8519p2bnl | UNK | END OF LIFE | Finisar 1000Base-SX SFP Transceiver Module | 4545 Stonegate Industrial Blvd | Stone Mountain | GA | 30083 | DISP
nan | nan | nan | nan | PB415G8 | 1 | 0 | nan | FINISAR | finisar | FTLF8519P2BNL | ftlf8519p2bnl | UNK | END OF LIFE | Finisar 1000Base-SX SFP Transceiver Module | 4545 Stonegate Industrial Blvd | Stone Mountain | GA | 30083 | DISP
nan | nan | nan | nan | PFE31RX | 1 | 0 | nan | FINISAR | finisar | FTLF8519P2BNL | ftlf8519p2bnl | UNK | END OF LIFE | Finisar 1000Base-SX SFP Transceiver Module | 4545 Stonegate Industrial Blvd | Stone Mountain | GA | 30083 | DISP
nan | nan | nan | nan | P8D2W3Q | 1 | 0 | nan | FINISAR | finisar | FTLF8519P2BNL | ftlf8519p2bnl | UNK | END OF LIFE | Finisar 1000Base-SX SFP Transceiver Module | 4545 Stonegate Industrial Blvd | Stone Mountain | GA | 30083 | DISP
nan | nan | nan | nan | P6R2094 | 1 | 0 | nan | FINISAR | finisar | FTLF8519P2BNL | ftlf8519p2bnl | UNK | END OF LIFE | Finisar 1000Base-SX SFP Transceiver Module | 4545 Stonegate Industrial Blvd | Stone Mountain | GA | 30083 | DISP
nan | nan | nan | nan | P6R20CJ | 1 | 0 | nan | FINISAR | finisar | FTLF8519P2BNL | ftlf8519p2bnl | UNK | END OF LIFE | Finisar 1000Base-SX SFP Transceiver Module | 4545 Stonegate Industrial Blvd | Stone Mountain | GA | 30083 | DISP
nan | nan | nan | nan | PHP36BL | 1 | 0 | nan | FINISAR | finisar | FTLF8519P2BNL | ftlf8519p2bnl | UNK | END OF LIFE | Finisar 1000Base-SX SFP Transceiver Module | 4545 Stonegate Industrial Blvd | Stone Mountain | GA | 30083 | DISP
nan | nan | nan | nan | P6R20BW | 1 | 0 | nan | FINISAR | finisar | FTLF8519P2BNL | ftlf8519p2bnl | UNK | END OF LIFE | Finisar 1000Base-SX SFP Transceiver Module | 4545 Stonegate Industrial Blvd | Stone Mountain | GA | 30083 | DISP
nan | nan | nan | nan | PFE02RN | 1 | 0 | nan | FINISAR | finisar | FTLF8519P2BNL | ftlf8519p2bnl | UNK | END OF LIFE | Finisar 1000Base-SX SFP Transceiver Module | 1900 CUMBERLAND SE PKWY | ATLANTA | GA | 30339 | DISP
nan | nan | nan | nan | PFE0CPY | 1 | 0 | nan | FINISAR | finisar | FTLF8519P2BNL | ftlf8519p2bnl | UNK | END OF LIFE | Finisar 1000Base-SX SFP Transceiver Module | 1900 CUMBERLAND SE PKWY | ATLANTA | GA | 30339 | DISP
nan | nan | nan | nan | PJB4JVV | 1 | 0 | nan | FINISAR | finisar | FTLF8519P2BNL | ftlf8519p2bnl | UNK | END OF LIFE | Finisar 1000Base-SX SFP Transceiver Module | 1900 CUMBERLAND SE PKWY | ATLANTA | GA | 30339 | DISP
nan | nan | nan | nan | PDD63BQ | 1 | 0 | nan | FINISAR | finisar | FTLF8519P2BNL | ftlf8519p2bnl | UNK | END OF LIFE | Finisar 1000Base-SX SFP Transceiver Module | 1900 CUMBERLAND SE PKWY | ATLANTA | GA | 30339 | DISP
nan | nan | nan | nan | PDJ1JHF | 1 | 0 | nan | FINISAR | finisar | FTLF8519P2BNL | ftlf8519p2bnl | UNK | END OF LIFE | Finisar 1000Base-SX SFP Transceiver Module | 1900 CUMBERLAND SE PKWY | ATLANTA | GA | 30339 | DISP
nan | nan | nan | nan | P9S0QDZ | 1 | 0 | nan | FINISAR | finisar | FTLF8519P2BNL | ftlf8519p2bnl | UNK | END OF LIFE | Finisar 1000Base-SX SFP Transceiver Module | 1900 CUMBERLAND SE PKWY | ATLANTA | GA | 30339 | DISP
nan | nan | nan | nan | PFE04E6 | 1 | 0 | nan | FINISAR | finisar | FTLF8519P2BNL | ftlf8519p2bnl | UNK | END OF LIFE | Finisar 1000Base-SX SFP Transceiver Module | 1900 CUMBERLAND SE PKWY | ATLANTA | GA | 30339 | DISP
nan | nan | nan | nan | PDJ1AKZ | 1 | 0 | nan | FINISAR | finisar | FTLF8519P2BNL | ftlf8519p2bnl | UNK | END OF LIFE | Finisar 1000Base-SX SFP Transceiver Module | 1900 CUMBERLAND SE PKWY | ATLANTA | GA | 30339 | DISP
nan | nan | nan | nan | PDH21G3 | 1 | 0 | nan | FINISAR | finisar | FTLF8519P2BNL | ftlf8519p2bnl | UNK | END OF LIFE | Finisar 1000Base-SX SFP Transceiver Module | 1900 CUMBERLAND SE PKWY | ATLANTA | GA | 30339 | DISP
nan | nan | nan | nan | PDH515C | 1 | 0 | nan | FINISAR | finisar | FTLF8519P2BNL | ftlf8519p2bnl | UNK | END OF LIFE | Finisar 1000Base-SX SFP Transceiver Module | 1900 CUMBERLAND SE PKWY | ATLANTA | GA | 30339 | DISP
nan | nan | nan | nan | PG629ZS | 1 | 0 | nan | FINISAR | finisar | FTLF8519P2BNL | ftlf8519p2bnl | UNK | END OF LIFE | Finisar 1000Base-SX SFP Transceiver Module | 1900 CUMBERLAND SE PKWY | ATLANTA | GA | 30339 | DISP
nan | nan | nan | nan | PDJ1CNZ | 1 | 0 | nan | FINISAR | finisar | FTLF8519P2BNL | ftlf8519p2bnl | UNK | END OF LIFE | Finisar 1000Base-SX SFP Transceiver Module | 1900 CUMBERLAND SE PKWY | ATLANTA | GA | 30339 | DISP
nan | nan | nan | nan | PDD6D5H | 1 | 0 | nan | FINISAR | finisar | FTLF8519P2BNL | ftlf8519p2bnl | UNK | END OF LIFE | Finisar 1000Base-SX SFP Transceiver Module | 1900 CUMBERLAND SE PKWY | ATLANTA | GA | 30339 | DISP
nan | nan | nan | nan | PFE01T0 | 1 | 0 | nan | FINISAR | finisar | FTLF8519P2BNL | ftlf8519p2bnl | UNK | END OF LIFE | Finisar 1000Base-SX SFP Transceiver Module | 1900 CUMBERLAND SE PKWY | ATLANTA | GA | 30339 | DISP
nan | nan | nan | nan | PDH50RZ | 1 | 0 | nan | FINISAR | finisar | FTLF8519P2BNL | ftlf8519p2bnl | UNK | END OF LIFE | Finisar 1000Base-SX SFP Transceiver Module | 1900 CUMBERLAND SE PKWY | ATLANTA | GA | 30339 | DISP
nan | nan | nan | nan | PG62G6S | 1 | 0 | nan | FINISAR | finisar | FTLF8519P2BNL | ftlf8519p2bnl | UNK | END OF LIFE | Finisar 1000Base-SX SFP Transceiver Module | 1900 CUMBERLAND SE PKWY | ATLANTA | GA | 30339 | DISP
nan | nan | nan | nan | PFE02RG | 1 | 0 | nan | FINISAR | finisar | FTLF8519P2BNL | ftlf8519p2bnl | UNK | END OF LIFE | Finisar 1000Base-SX SFP Transceiver Module | 1900 CUMBERLAND SE PKWY | ATLANTA | GA | 30339 | DISP
nan | nan | nan | nan | PG62BD8 | 1 | 0 | nan | FINISAR | finisar | FTLF8519P2BNL | ftlf8519p2bnl | UNK | END OF LIFE | Finisar 1000Base-SX SFP Transceiver Module | 1900 CUMBERLAND SE PKWY | ATLANTA | GA | 30339 | DISP
nan | nan | nan | nan | PB41685 | 1 | 0 | nan | FINISAR | finisar | FTLF8519P2BNL | ftlf8519p2bnl | UNK | END OF LIFE | Finisar 1000Base-SX SFP Transceiver Module | 1900 CUMBERLAND SE PKWY | ATLANTA | GA | 30339 | DISP
nan | nan | nan | nan | PJD505F | 1 | 0 | nan | FINISAR | finisar | FTLF8519P2BNL | ftlf8519p2bnl | UNK | END OF LIFE | Finisar 1000Base-SX SFP Transceiver Module | 1900 CUMBERLAND SE PKWY | ATLANTA | GA | 30339 | DISP
nan | nan | nan | nan | PDJ12GX | 1 | 0 | nan | FINISAR | finisar | FTLF8519P2BNL | ftlf8519p2bnl | UNK | END OF LIFE | Finisar 1000Base-SX SFP Transceiver Module | 1900 CUMBERLAND SE PKWY | ATLANTA | GA | 30339 | DISP
nan | nan | nan | nan | PDD6DGP | 1 | 0 | nan | FINISAR | finisar | FTLF8519P2BNL | ftlf8519p2bnl | UNK | END OF LIFE | Finisar 1000Base-SX SFP Transceiver Module | 1900 CUMBERLAND SE PKWY | ATLANTA | GA | 30339 | DISP
nan | nan | nan | nan | PCD4DFZ | 1 | 0 | nan | FINISAR | finisar | FTLF8519P2BNL | ftlf8519p2bnl | UNK | END OF LIFE | Finisar 1000Base-SX SFP Transceiver Module | 1900 CUMBERLAND SE PKWY | ATLANTA | GA | 30339 | DISP
nan | nan | nan | nan | PDJ0V13 | 1 | 0 | nan | FINISAR | finisar | FTLF8519P2BNL | ftlf8519p2bnl | UNK | END OF LIFE | Finisar 1000Base-SX SFP Transceiver Module | 1900 CUMBERLAND SE PKWY | ATLANTA | GA | 30339 | DISP
nan | nan | nan | nan | PG629VW | 1 | 0 | nan | FINISAR | finisar | FTLF8519P2BNL | ftlf8519p2bnl | UNK | END OF LIFE | Finisar 1000Base-SX SFP Transceiver Module | 1900 CUMBERLAND SE PKWY | ATLANTA | GA | 30339 | DISP
nan | nan | nan | nan | PB41616 | 1 | 0 | nan | FINISAR | finisar | FTLF8519P2BNL | ftlf8519p2bnl | UNK | END OF LIFE | Finisar 1000Base-SX SFP Transceiver Module | 1900 CUMBERLAND SE PKWY | ATLANTA | GA | 30339 | DISP
nan | nan | nan | nan | PDJ12TF | 1 | 0 | nan | FINISAR | finisar | FTLF8519P2BNL | ftlf8519p2bnl | UNK | END OF LIFE | Finisar 1000Base-SX SFP Transceiver Module | 1900 CUMBERLAND SE PKWY | ATLANTA | GA | 30339 | DISP
nan | nan | nan | nan | PB41683 | 1 | 0 | nan | FINISAR | finisar | FTLF8519P2BNL | ftlf8519p2bnl | UNK | END OF LIFE | Finisar 1000Base-SX SFP Transceiver Module | 1900 CUMBERLAND SE PKWY | ATLANTA | GA | 30339 | DISP
nan | nan | nan | nan | PDM00FP | 1 | 0 | nan | FINISAR | finisar | FTLF8519P2BNL | ftlf8519p2bnl | UNK | END OF LIFE | Finisar 1000Base-SX SFP Transceiver Module | 1900 CUMBERLAND SE PKWY | ATLANTA | GA | 30339 | DISP
nan | nan | nan | nan | PDJ1FX8 | 1 | 0 | nan | FINISAR | finisar | FTLF8519P2BNL | ftlf8519p2bnl | UNK | END OF LIFE | Finisar 1000Base-SX SFP Transceiver Module | 1900 CUMBERLAND SE PKWY | ATLANTA | GA | 30339 | DISP
nan | nan | nan | nan | PDJ1FWZ | 1 | 0 | nan | FINISAR | finisar | FTLF8519P2BNL | ftlf8519p2bnl | UNK | END OF LIFE | Finisar 1000Base-SX SFP Transceiver Module | 1900 CUMBERLAND SE PKWY | ATLANTA | GA | 30339 | DISP
nan | nan | nan | nan | PAH253D | 1 | 0 | nan | FINISAR | finisar | FTLF8519P2BNL | ftlf8519p2bnl | UNK | END OF LIFE | Finisar 1000Base-SX SFP Transceiver Module | 1900 CUMBERLAND SE PKWY | ATLANTA | GA | 30339 | DISP
nan | nan | nan | nan | PFE0CNW | 1 | 0 | nan | FINISAR | finisar | FTLF8519P2BNL | ftlf8519p2bnl | UNK | END OF LIFE | Finisar 1000Base-SX SFP Transceiver Module | 1900 CUMBERLAND SE PKWY | ATLANTA | GA | 30339 | DISP
nan | nan | nan | nan | PFE0BPZ | 1 | 0 | nan | FINISAR | finisar | FTLF8519P2BNL | ftlf8519p2bnl | UNK | END OF LIFE | Finisar 1000Base-SX SFP Transceiver Module | 1900 CUMBERLAND SE PKWY | ATLANTA | GA | 30339 | DISP
nan | nan | nan | nan | PFE0CAV | 1 | 0 | nan | FINISAR | finisar | FTLF8519P2BNL | ftlf8519p2bnl | UNK | END OF LIFE | Finisar 1000Base-SX SFP Transceiver Module | 1900 CUMBERLAND SE PKWY | ATLANTA | GA | 30339 | DISP
nan | nan | nan | nan | PKB5NMF | 1 | 0 | nan | MOTOROLA | motorola | FTLF8519P2BNL-ML | ftlf8519p2bnlml | UNK | END OF LIFE | 850nm Transceiver GbE-SFP-550m | 1900 CUMBERLAND SE PKWY | ATLANTA | GA | 30339 | DISP
nan | nan | nan | nan | PKB5NME | 1 | 0 | nan | MOTOROLA | motorola | FTLF8519P2BNL-ML | ftlf8519p2bnlml | UNK | END OF LIFE | 850nm Transceiver GbE-SFP-550m | 1900 CUMBERLAND SE PKWY | ATLANTA | GA | 30339 | DISP
nan | nan | nan | nan | PLA0Z1Q | 1 | 0 | nan | FINISAR | finisar | FTLF8519P2BTL | ftlf8519p2btl | UNK | END OF LIFE | Finisar FTLF8519P2BTL Short-Wavelength SFP Transceiver | 1900 CUMBERLAND SE PKWY | ATLANTA | GA | 30339 | DISP
nan | nan | nan | nan | UJP065G | 1 | 0 | nan | FINISAR | finisar | FTLX1412D3BCL | ftlx1412d3bcl | UNK | END OF LIFE | FINISAR FTLX1412D3BCL 10KM/10Gbps DUPLEX XFP TRANSCEIVER 13 | 2096 N Gateway Blvd | Fresno | CA | 93727 | DISP
nan | nan | nan | nan | P5F1DY6 | 1 | 0 | nan | FINISAR | finisar | FTRJ-8519-7D | ftrj85197d | UNK | END OF LIFE | FINISAR short wavelength pluggable SFP 1000base SX | 1900 CUMBERLAND SE PKWY | ATLANTA | GA | 30339 | DISP
nan | nan | nan | nan | P6N25H7 | 1 | 0 | nan | FINISAR | finisar | FTRJ-8519-7D | ftrj85197d | UNK | END OF LIFE | FINISAR short wavelength pluggable SFP 1000base SX | 1900 CUMBERLAND SE PKWY | ATLANTA | GA | 30339 | DISP
nan | nan | nan | nan | P6N25EH | 1 | 0 | nan | FINISAR | finisar | FTRJ-8519-7D | ftrj85197d | UNK | END OF LIFE | FINISAR short wavelength pluggable SFP 1000base SX | 1900 CUMBERLAND SE PKWY | ATLANTA | GA | 30339 | DISP
nan | nan | nan | nan | P6N25EB | 1 | 0 | nan | FINISAR | finisar | FTRJ-8519-7D | ftrj85197d | UNK | END OF LIFE | FINISAR short wavelength pluggable SFP 1000base SX | 1900 CUMBERLAND SE PKWY | ATLANTA | GA | 30339 | DISP
nan | nan | nan | nan | P6R2060 | 1 | 0 | nan | FINISAR | finisar | FTRJ-8519-7D | ftrj85197d | UNK | END OF LIFE | FINISAR short wavelength pluggable SFP 1000base SX | 1900 CUMBERLAND SE PKWY | ATLANTA | GA | 30339 | DISP
nan | nan | nan | nan | P6R20CF | 1 | 0 | nan | FINISAR | finisar | FTRJ-8519-7D | ftrj85197d | UNK | END OF LIFE | FINISAR short wavelength pluggable SFP 1000base SX | 1900 CUMBERLAND SE PKWY | ATLANTA | GA | 30339 | DISP
nan | nan | nan | nan | P6R2066 | 1 | 0 | nan | FINISAR | finisar | FTRJ-8519-7D | ftrj85197d | UNK | END OF LIFE | FINISAR short wavelength pluggable SFP 1000base SX | 1900 CUMBERLAND SE PKWY | ATLANTA | GA | 30339 | DISP
nan | nan | nan | nan | P6R2091 | 1 | 0 | nan | FINISAR | finisar | FTRJ-8519-7D | ftrj85197d | UNK | END OF LIFE | FINISAR short wavelength pluggable SFP 1000base SX | 1900 CUMBERLAND SE PKWY | ATLANTA | GA | 30339 | DISP
nan | nan | nan | nan | P6R209C | 1 | 0 | nan | FINISAR | finisar | FTRJ-8519-7D | ftrj85197d | UNK | END OF LIFE | FINISAR short wavelength pluggable SFP 1000base SX | 1900 CUMBERLAND SE PKWY | ATLANTA | GA | 30339 | DISP
nan | nan | nan | nan | P6N25EN | 1 | 0 | nan | FINISAR | finisar | FTRJ-8519-7D | ftrj85197d | UNK | END OF LIFE | FINISAR short wavelength pluggable SFP 1000base SX | 1900 CUMBERLAND SE PKWY | ATLANTA | GA | 30339 | DISP
nan | nan | nan | nan | P6R205Z | 1 | 0 | nan | FINISAR | finisar | FTRJ-8519-7D | ftrj85197d | UNK | END OF LIFE | FINISAR short wavelength pluggable SFP 1000base SX | 1900 CUMBERLAND SE PKWY | ATLANTA | GA | 30339 | DISP
nan | nan | nan | nan | P6R206G | 1 | 0 | nan | FINISAR | finisar | FTRJ-8519-7D | ftrj85197d | UNK | END OF LIFE | FINISAR short wavelength pluggable SFP 1000base SX | 1900 CUMBERLAND SE PKWY | ATLANTA | GA | 30339 | DISP
nan | nan | nan | nan | nan | 1 | 0 | nan | FINISAR | finisar | FWLF163128-CM | fwlf163128cm | UNK | END OF LIFE | DWDM 1554.94NM TRANSCEIVER | 124 Action ST | Maynard | MA | 1754 | DISP
nan | nan | nan | nan | nan | 8 | 0 | nan | MOTOROLA | motorola | GX2-DM2000/10/29 | gx2dm20001029 | UNK | END OF LIFE | MOTOROLA GX2-DM2000/10/29 30 ANALOG + TRASNMITTER CH29 | 124 Action ST | Maynard | MA | 1754 | DISP
nan | nan | nan | nan | H05 H07400040 | 1 | 0 | nan | MOTOROLA | motorola | GX2-HSG000N | gx2hsg000n | UNK | END OF LIFE | MOTOROLA GX2-HSG000N OMNISTAR GX2 HEADEND OPTICS PL CHASS | 2096 N Gateway Blvd | Fresno | CA | 93727 | DISP
nan | nan | nan | nan | nan | 1 | 0 | nan | MOTOROLA | motorola | GX2-HSG000N | gx2hsg000n | UNK | END OF LIFE | MOTOROLA GX2-HSG000N OMNISTAR GX2 HEADEND OPTICS PL CHASS | 124 Action ST | Maynard | MA | 1754 | DISP
nan | nan | nan | nan | nan | 2 | 0 | nan | ARRIS | arris | GX2-HSG000N-R | gx2hsg000nr | UNK | END OF LIFE | ARRIS GX2-HSG000N-R CHASSIS 4U | 124 Action ST | Maynard | MA | 1754 | DISP
nan | nan | nan | nan | J08AP66040003626 | 1 | 0 | nan | MOTOROLA | motorola | GX2-PSDC10D-R | gx2psdc10dr | UNK | END OF LIFE | MOTOROLA GX2-PSDC10D-R POWER SUPPLY MODULE | 2096 N Gateway Blvd | Fresno | CA | 93727 | DISP
nan | nan | nan | nan | J08AP66040003762 | 1 | 0 | nan | MOTOROLA | motorola | GX2-PSDC10D-R | gx2psdc10dr | UNK | END OF LIFE | MOTOROLA GX2-PSDC10D-R POWER SUPPLY MODULE | 2096 N Gateway Blvd | Fresno | CA | 93727 | DISP
nan | nan | nan | nan | AK064816X4 | 1 | 0 | nan | AVAGO | avago | HBCU-5710R | hbcu5710r | UNK | END OF LIFE | TXRX RJ-45 SFP 1.25GBD 1000 BASE-T | 2096 N Gateway Blvd | Fresno | CA | 93727 | DISP
nan | nan | nan | nan | AN07110AZA | 1 | 0 | nan | AVAGO | avago | HBCU-5710R | hbcu5710r | UNK | END OF LIFE | TXRX RJ-45 SFP 1.25GBD 1000 BASE-T | 2096 N Gateway Blvd | Fresno | CA | 93727 | DISP
nan | nan | nan | nan | A00026597 | 1 | 0 | nan | AVAGO | avago | HBCU-5710R | hbcu5710r | UNK | END OF LIFE | TXRX RJ-45 SFP 1.25GBD 1000 BASE-T | 2096 N Gateway Blvd | Fresno | CA | 93727 | DISP
nan | nan | nan | nan | AK0519005P | 1 | 0 | nan | AVAGO | avago | HBCU-5710R | hbcu5710r | UNK | END OF LIFE | TXRX RJ-45 SFP 1.25GBD 1000 BASE-T | 2096 N Gateway Blvd | Fresno | CA | 93727 | DISP
nan | nan | nan | nan | 10304075 | 1 | 0 | nan | HARMONIC | harmonic | HMC4001-1 | hmc40011 | UNK | END OF LIFE | HARMONIC HMC4001-1 PWRLINK II MODULE CARRIER | 124 Action ST | Maynard | MA | 1754 | DISP
nan | nan | nan | nan | nan | 2 | 0 | nan | HARMONIC | harmonic | HMC4001-1L | hmc40011l | UNK | END OF LIFE | HARMONIC HMC4001-1L PWRLINK II MODULE CARRIER | 124 Action ST | Maynard | MA | 1754 | DISP
nan | nan | nan | nan | nan | 8 | 0 | nan | HARMONIC | harmonic | HMC4008-1L | hmc40081l | UNK | END OF LIFE | HARMONIC HMC4008-1L HLP 4200 MODULE CARRIER | 124 Action ST | Maynard | MA | 1754 | DISP
nan | nan | nan | nan | M03049244030 | 1 | 0 | nan | TELECT COM | telectcom | HPGMT10 | hpgmt10 | UNK | END OF LIFE | 100A MAX DUAL 10/10 20A GMT | 124 Action ST | Maynard | MA | 1754 | DISP
nan | nan | nan | nan | nan | 2 | 0 | nan | HARMONIC | harmonic | HRM3811-AS-6 | hrm3811as6 | UNK | END OF LIFE | HRM3811-AS-6 RECEIVER BANDWIDTH 45-870 MHZ | 124 Action ST | Maynard | MA | 1754 | DISP
nan | nan | nan | nan | 01238008 | 1 | 0 | nan | HARMONIC | harmonic | HRM7111-AS-DC-2L | hrm7111asdc2l | UNK | END OF LIFE | HRM7111-AS-DC-2L, OPTICAL RECEIVER | 2096 N Gateway Blvd | Fresno | CA | 93727 | DISP
nan | nan | nan | nan | 01238001 | 1 | 0 | nan | HARMONIC | harmonic | HRM7111-AS-DC-2L | hrm7111asdc2l | UNK | END OF LIFE | HRM7111-AS-DC-2L, OPTICAL RECEIVER | 2096 N Gateway Blvd | Fresno | CA | 93727 | DISP
nan | nan | nan | nan | 0511C59 | 1 | 0 | nan | AURORA NETWORKS | auroranetworks | HT3541H-D-A200-2-AS | ht3541hda2002as | UNK | END OF LIFE | 1.2GHz 10dBm 30 ANALOG+QAM @ ITU CH20 D DENSITY F SP XMTR MO | 2096 N Gateway Blvd | Fresno | CA | 93727 | DISP
nan | nan | nan | nan | 0810BBD | 1 | 0 | nan | AURORA NETWORKS | auroranetworks | HT3541H-D-A200-2-AS | ht3541hda2002as | UNK | END OF LIFE | 1.2GHz 10dBm 30 ANALOG+QAM @ ITU CH20 D DENSITY F SP XMTR MO | 2096 N Gateway Blvd | Fresno | CA | 93727 | DISP
nan | nan | nan | nan | 0A1189C | 1 | 0 | nan | AURORA NETWORKS | auroranetworks | HT3541H-D-A200-2-AS | ht3541hda2002as | UNK | END OF LIFE | 1.2GHz 10dBm 30 ANALOG+QAM @ ITU CH20 D DENSITY F SP XMTR MO | 2096 N Gateway Blvd | Fresno | CA | 93727 | DISP
nan | nan | nan | nan | 0A119BE | 1 | 0 | nan | AURORA NETWORKS | auroranetworks | HT3541H-D-A200-2-AS | ht3541hda2002as | UNK | END OF LIFE | 1.2GHz 10dBm 30 ANALOG+QAM @ ITU CH20 D DENSITY F SP XMTR MO | 2096 N Gateway Blvd | Fresno | CA | 93727 | DISP
nan | nan | nan | nan | 0A118DF | 1 | 0 | nan | AURORA NETWORKS | auroranetworks | HT3541H-D-A200-2-AS | ht3541hda2002as | UNK | END OF LIFE | 1.2GHz 10dBm 30 ANALOG+QAM @ ITU CH20 D DENSITY F SP XMTR MO | 2096 N Gateway Blvd | Fresno | CA | 93727 | DISP
nan | nan | nan | nan | 041161D | 1 | 0 | nan | AURORA NETWORKS | auroranetworks | HT3541H-D-A200-2-AS | ht3541hda2002as | UNK | END OF LIFE | 1.2GHz 10dBm 30 ANALOG+QAM @ ITU CH20 D DENSITY F SP XMTR MO | 2096 N Gateway Blvd | Fresno | CA | 93727 | DISP
nan | nan | nan | nan | 0412ABC | 1 | 0 | nan | AURORA NETWORKS | auroranetworks | HT3541H-D-A200-2-AS | ht3541hda2002as | UNK | END OF LIFE | 1.2GHz 10dBm 30 ANALOG+QAM @ ITU CH20 D DENSITY F SP XMTR MO | 2096 N Gateway Blvd | Fresno | CA | 93727 | DISP
nan | nan | nan | nan | 041162C | 1 | 0 | nan | AURORA NETWORKS | auroranetworks | HT3541H-D-A200-2-AS | ht3541hda2002as | UNK | END OF LIFE | 1.2GHz 10dBm 30 ANALOG+QAM @ ITU CH20 D DENSITY F SP XMTR MO | 2096 N Gateway Blvd | Fresno | CA | 93727 | DISP
nan | nan | nan | nan | 0B10B11 | 1 | 0 | nan | AURORA NETWORKS | auroranetworks | HT3541H-D-A200-2-AS | ht3541hda2002as | UNK | END OF LIFE | 1.2GHz 10dBm 30 ANALOG+QAM @ ITU CH20 D DENSITY F SP XMTR MO | 2096 N Gateway Blvd | Fresno | CA | 93727 | DISP
nan | nan | nan | nan | 0610612 | 1 | 0 | nan | AURORA NETWORKS | auroranetworks | HT3541H-D-A200-2-AS | ht3541hda2002as | UNK | END OF LIFE | 1.2GHz 10dBm 30 ANALOG+QAM @ ITU CH20 D DENSITY F SP XMTR MO | 2096 N Gateway Blvd | Fresno | CA | 93727 | DISP
nan | nan | nan | nan | 0C1168F | 1 | 0 | nan | AURORA NETWORKS | auroranetworks | HT3541H-D-A200-2-AS | ht3541hda2002as | UNK | END OF LIFE | 1.2GHz 10dBm 30 ANALOG+QAM @ ITU CH20 D DENSITY F SP XMTR MO | 2096 N Gateway Blvd | Fresno | CA | 93727 | DISP
nan | nan | nan | nan | 04115DF | 1 | 0 | nan | AURORA NETWORKS | auroranetworks | HT3541H-D-A200-2-AS | ht3541hda2002as | UNK | END OF LIFE | 1.2GHz 10dBm 30 ANALOG+QAM @ ITU CH20 D DENSITY F SP XMTR MO | 2096 N Gateway Blvd | Fresno | CA | 93727 | DISP
nan | nan | nan | nan | F711AC4 | 1 | 0 | nan | AURORA NETWORKS | auroranetworks | HT3541H-D-A200-2-AS | ht3541hda2002as | UNK | END OF LIFE | 1.2GHz 10dBm 30 ANALOG+QAM @ ITU CH20 D DENSITY F SP XMTR MO | 2096 N Gateway Blvd | Fresno | CA | 93727 | DISP
nan | nan | nan | nan | 06105D8 | 1 | 0 | nan | AURORA NETWORKS | auroranetworks | HT3541H-D-A200-2-AS | ht3541hda2002as | UNK | END OF LIFE | 1.2GHz 10dBm 30 ANALOG+QAM @ ITU CH20 D DENSITY F SP XMTR MO | 2096 N Gateway Blvd | Fresno | CA | 93727 | DISP
nan | nan | nan | nan | 041159D | 1 | 0 | nan | AURORA NETWORKS | auroranetworks | HT3541H-D-A200-2-AS | ht3541hda2002as | UNK | END OF LIFE | 1.2GHz 10dBm 30 ANALOG+QAM @ ITU CH20 D DENSITY F SP XMTR MO | 2096 N Gateway Blvd | Fresno | CA | 93727 | DISP
nan | nan | nan | nan | HT3541.061070E | 1 | 0 | nan | AURORA NETWORKS | auroranetworks | HT3541H-D-A200-2-AS | ht3541hda2002as | NEW | END OF LIFE | 1.2GHz 10dBm 30 ANALOG+QAM @ ITU CH20 D DENSITY F SP XMTR MO | 2096 N Gateway Blvd | Fresno | CA | 93727 | DISP
nan | nan | nan | nan | HT3541.0A118DB | 1 | 0 | nan | AURORA NETWORKS | auroranetworks | HT3541H-D-A200-2-AS | ht3541hda2002as | NEW | END OF LIFE | 1.2GHz 10dBm 30 ANALOG+QAM @ ITU CH20 D DENSITY F SP XMTR MO | 2096 N Gateway Blvd | Fresno | CA | 93727 | DISP
nan | nan | nan | nan | HT3541.0A10A44 | 1 | 0 | nan | AURORA NETWORKS | auroranetworks | HT3541H-D-A200-2-AS | ht3541hda2002as | NEW | END OF LIFE | 1.2GHz 10dBm 30 ANALOG+QAM @ ITU CH20 D DENSITY F SP XMTR MO | 2096 N Gateway Blvd | Fresno | CA | 93727 | DISP
nan | nan | nan | nan | 0510E1B | 1 | 0 | nan | AURORA NETWORKS | auroranetworks | HT3541H-D-A210-2-AS | ht3541hda2102as | UNK | END OF LIFE | 1.2 GHz, Double Density Full Spectrum Transmitter | 2096 N Gateway Blvd | Fresno | CA | 93727 | DISP
nan | nan | nan | nan | 0D823C8 | 1 | 0 | nan | AURORA NETWORKS | auroranetworks | HT3541H-D-A210-2-AS | ht3541hda2102as | UNK | END OF LIFE | 1.2 GHz, Double Density Full Spectrum Transmitter | 2096 N Gateway Blvd | Fresno | CA | 93727 | DISP
nan | nan | nan | nan | 0410787 | 1 | 0 | nan | AURORA NETWORKS | auroranetworks | HT3541H-D-A210-2-AS | ht3541hda2102as | UNK | END OF LIFE | 1.2 GHz, Double Density Full Spectrum Transmitter | 2096 N Gateway Blvd | Fresno | CA | 93727 | DISP
nan | nan | nan | nan | 0C20024 | 1 | 0 | nan | AURORA NETWORKS | auroranetworks | HT3541H-D-A210-2-AS | ht3541hda2102as | UNK | END OF LIFE | 1.2 GHz, Double Density Full Spectrum Transmitter | 2096 N Gateway Blvd | Fresno | CA | 93727 | DISP
nan | nan | nan | nan | 0C20073 | 1 | 0 | nan | AURORA NETWORKS | auroranetworks | HT3541H-D-A210-2-AS | ht3541hda2102as | UNK | END OF LIFE | 1.2 GHz, Double Density Full Spectrum Transmitter | 2096 N Gateway Blvd | Fresno | CA | 93727 | DISP
nan | nan | nan | nan | 0C20023 | 1 | 0 | nan | AURORA NETWORKS | auroranetworks | HT3541H-D-A210-2-AS | ht3541hda2102as | UNK | END OF LIFE | 1.2 GHz, Double Density Full Spectrum Transmitter | 2096 N Gateway Blvd | Fresno | CA | 93727 | DISP
nan | nan | nan | nan | 0C200B0 | 1 | 0 | nan | AURORA NETWORKS | auroranetworks | HT3541H-D-A210-2-AS | ht3541hda2102as | UNK | END OF LIFE | 1.2 GHz, Double Density Full Spectrum Transmitter | 2096 N Gateway Blvd | Fresno | CA | 93727 | DISP
nan | nan | nan | nan | 03132AB | 1 | 0 | nan | AURORA NETWORKS | auroranetworks | HT3541H-D-A210-2-AS | ht3541hda2102as | UNK | END OF LIFE | 1.2 GHz, Double Density Full Spectrum Transmitter | 2096 N Gateway Blvd | Fresno | CA | 93727 | DISP
nan | nan | nan | nan | 041079F | 1 | 0 | nan | AURORA NETWORKS | auroranetworks | HT3541H-D-A210-2-AS | ht3541hda2102as | UNK | END OF LIFE | 1.2 GHz, Double Density Full Spectrum Transmitter | 2096 N Gateway Blvd | Fresno | CA | 93727 | DISP
nan | nan | nan | nan | 07133E5 | 1 | 0 | nan | AURORA NETWORKS | auroranetworks | HT3541H-D-A210-2-AS | ht3541hda2102as | UNK | END OF LIFE | 1.2 GHz, Double Density Full Spectrum Transmitter | 2096 N Gateway Blvd | Fresno | CA | 93727 | DISP
nan | nan | nan | nan | 0C122F2 | 1 | 0 | nan | AURORA NETWORKS | auroranetworks | HT3541H-D-A210-2-AS | ht3541hda2102as | UNK | END OF LIFE | 1.2 GHz, Double Density Full Spectrum Transmitter | 2096 N Gateway Blvd | Fresno | CA | 93727 | DISP
nan | nan | nan | nan | 08AA194 | 1 | 0 | nan | AURORA NETWORKS | auroranetworks | HT3541H-D-A210-2-AS | ht3541hda2102as | UNK | END OF LIFE | 1.2 GHz, Double Density Full Spectrum Transmitter | 2096 N Gateway Blvd | Fresno | CA | 93727 | DISP
nan | nan | nan | nan | 0D800A4 | 1 | 0 | nan | AURORA NETWORKS | auroranetworks | HT3541H-D-A210-2-AS | ht3541hda2102as | UNK | END OF LIFE | 1.2 GHz, Double Density Full Spectrum Transmitter | 2096 N Gateway Blvd | Fresno | CA | 93727 | DISP
nan | nan | nan | nan | 0C2002B | 1 | 0 | nan | AURORA NETWORKS | auroranetworks | HT3541H-D-A210-2-AS | ht3541hda2102as | UNK | END OF LIFE | 1.2 GHz, Double Density Full Spectrum Transmitter | 2096 N Gateway Blvd | Fresno | CA | 93727 | DISP
nan | nan | nan | nan | HT3541.2000289 | 1 | 0 | nan | AURORA NETWORKS | auroranetworks | HT3541H-D-A210-2-AS | ht3541hda2102as | NEW | END OF LIFE | 1.2 GHz, Double Density Full Spectrum Transmitter | 2096 N Gateway Blvd | Fresno | CA | 93727 | DISP
nan | nan | nan | nan | 0310FBA | 1 | 0 | nan | AURORA NETWORKS | auroranetworks | HT3541H-D-A210-2-AS | ht3541hda2102as | UNK | END OF LIFE | 1.2 GHz, Double Density Full Spectrum Transmitter | 2096 N Gateway Blvd | Fresno | CA | 93727 | DISP
nan | nan | nan | nan | 07AA0B3 | 1 | 0 | nan | ARRIS | arris | HT3541H-D-A230-2-AS | ht3541hda2302as | UNK | END OF LIFE | 81486 - Transmit Module 30 analog, CH23, 10dBm out | 2096 N Gateway Blvd | Fresno | CA | 93727 | DISP
nan | nan | nan | nan | 07116DF | 1 | 0 | nan | AURORA NETWORKS | auroranetworks | HT3541H-D-A290-2-AS | ht3541hda2902as | UNK | END OF LIFE | 1.2 GHz, Double Density Full Spectrum Transmitter | 2096 N Gateway Blvd | Fresno | CA | 93727 | DISP
nan | nan | nan | nan | 0D802BB | 1 | 0 | nan | AURORA NETWORKS | auroranetworks | HT3541H-D-A290-2-AS | ht3541hda2902as | UNK | END OF LIFE | 1.2 GHz, Double Density Full Spectrum Transmitter | 2096 N Gateway Blvd | Fresno | CA | 93727 | DISP
nan | nan | nan | nan | HT3541.0D80DB6 | 1 | 0 | nan | AURORA NETWORKS | auroranetworks | HT3541H-D-A290-2-AS | ht3541hda2902as | NEW | END OF LIFE | 1.2 GHz, Double Density Full Spectrum Transmitter | 2096 N Gateway Blvd | Fresno | CA | 93727 | DISP
nan | nan | nan | nan | HT3541.071170E | 1 | 0 | nan | AURORA NETWORKS | auroranetworks | HT3541H-D-A290-2-AS | ht3541hda2902as | NEW | END OF LIFE | 1.2 GHz, Double Density Full Spectrum Transmitter | 2096 N Gateway Blvd | Fresno | CA | 93727 | DISP
nan | nan | nan | nan | HT3541.0CAAA0F | 1 | 0 | nan | AURORA NETWORKS | auroranetworks | HT3541H-D-A350-2-AS | ht3541hda3502as | NEW | END OF LIFE | 81498 - Transmitter DD 1.2GHz Full Spectrum 30A CH 35 | 2096 N Gateway Blvd | Fresno | CA | 93727 | DISP
nan | nan | nan | nan | HT3541.061204D | 1 | 0 | nan | AURORA NETWORKS | auroranetworks | HT3541H-D-A350-2-AS | ht3541hda3502as | NEW | END OF LIFE | 81498 - Transmitter DD 1.2GHz Full Spectrum 30A CH 35 | 2096 N Gateway Blvd | Fresno | CA | 93727 | DISP
nan | nan | nan | nan | 2000C98 | 1 | 0 | nan | ARRIS | arris | HT3543H-D-E240-2-AS | ht3543hde2402as | UNK | END OF LIFE | 1.2GHz, Transmit Module, all QAM, ITU channel 24 | 2096 N Gateway Blvd | Fresno | CA | 93727 | DISP
nan | nan | nan | nan | 2001EE8 | 1 | 0 | nan | ARRIS | arris | HT3543H-D-E260-2-AS | ht3543hde2602as | UNK | END OF LIFE | 1.2GHz, Transmit Module, all QAM, ITU channel 26 | 2096 N Gateway Blvd | Fresno | CA | 93727 | DISP
nan | nan | nan | nan | nan | 1 | 0 | nan | ARRIS | arris | HT3583H-Q-E220-2-AS | ht3583hqe2202as | UNK | END OF LIFE | 1.2 GHz, Quad Density Full Spectrum Transmitter Module optim | 2096 N Gateway Blvd | Fresno | CA | 93727 | DISP
nan | nan | nan | nan | nan | 4 | 0 | nan | ARRIS | arris | HT3583H-Q-E220-2-AS | ht3583hqe2202as | UNK | END OF LIFE | 1.2 GHz, Quad Density Full Spectrum Transmitter Module optim | 2096 N Gateway Blvd | Fresno | CA | 93727 | DISP
nan | nan | nan | nan | nan | 3 | 0 | nan | ARRIS | arris | HT3583H-Q-E220-2-AS | ht3583hqe2202as | UNK | END OF LIFE | 1.2 GHz, Quad Density Full Spectrum Transmitter Module optim | 2096 N Gateway Blvd | Fresno | CA | 93727 | DISP
nan | nan | nan | nan | nan | 5 | 0 | nan | ARRIS | arris | HT3583H-Q-E220-2-AS | ht3583hqe2202as | UNK | END OF LIFE | 1.2 GHz, Quad Density Full Spectrum Transmitter Module optim | 2096 N Gateway Blvd | Fresno | CA | 93727 | DISP
nan | nan | nan | nan | nan | 5 | 0 | nan | ARRIS | arris | HT3583H-Q-E220-2-AS | ht3583hqe2202as | NEW | END OF LIFE | 1.2 GHz, Quad Density Full Spectrum Transmitter Module optim | 2096 N Gateway Blvd | Fresno | CA | 93727 | DISP
nan | nan | nan | nan | nan | 3 | 0 | nan | ARRIS | arris | HT3583H-Q-E220-2-AS | ht3583hqe2202as | NEW | END OF LIFE | 1.2 GHz, Quad Density Full Spectrum Transmitter Module optim | 2096 N Gateway Blvd | Fresno | CA | 93727 | DISP
nan | nan | nan | nan | nan | 1 | 0 | nan | ARRIS | arris | HT3583H-Q-E220-2-AS | ht3583hqe2202as | NEW | END OF LIFE | 1.2 GHz, Quad Density Full Spectrum Transmitter Module optim | 2096 N Gateway Blvd | Fresno | CA | 93727 | DISP
nan | nan | nan | nan | nan | 1 | 0 | nan | ARRIS | arris | HT3583H-Q-E220-2-AS | ht3583hqe2202as | NEW | END OF LIFE | 1.2 GHz, Quad Density Full Spectrum Transmitter Module optim | 2096 N Gateway Blvd | Fresno | CA | 93727 | DISP
nan | nan | nan | nan | nan | 2 | 0 | nan | ARRIS | arris | HT3583H-Q-E220-2-AS | ht3583hqe2202as | NEW | END OF LIFE | 1.2 GHz, Quad Density Full Spectrum Transmitter Module optim | 2096 N Gateway Blvd | Fresno | CA | 93727 | DISP
nan | nan | nan | nan | nan | 1 | 0 | nan | ARRIS | arris | HT3583H-Q-E220-2-AS | ht3583hqe2202as | NOB | END OF LIFE | 1.2 GHz, Quad Density Full Spectrum Transmitter Module optim | 2096 N Gateway Blvd | Fresno | CA | 93727 | DISP
nan | nan | nan | nan | nan | 1 | 0 | nan | ARRIS | arris | HT3583H-Q-E220-2-AS | ht3583hqe2202as | UNK | END OF LIFE | 1.2 GHz, Quad Density Full Spectrum Transmitter Module optim | 2096 N Gateway Blvd | Fresno | CA | 93727 | DISP
nan | nan | nan | nan | nan | 1 | 0 | nan | ARRIS | arris | HT3583H-Q-E240-2-AS | ht3583hqe2402as | UNK | END OF LIFE | CH3000 Quad Density1.2 GHz Full Spectrum Transmitter Module | 2096 N Gateway Blvd | Fresno | CA | 93727 | DISP
nan | nan | nan | nan | nan | 1 | 0 | nan | ARRIS | arris | HT3583H-Q-E240-2-AS | ht3583hqe2402as | UNK | END OF LIFE | CH3000 Quad Density1.2 GHz Full Spectrum Transmitter Module | 2096 N Gateway Blvd | Fresno | CA | 93727 | DISP
nan | nan | nan | nan | nan | 4 | 0 | nan | ARRIS | arris | HT3583H-Q-E240-2-AS | ht3583hqe2402as | UNK | END OF LIFE | CH3000 Quad Density1.2 GHz Full Spectrum Transmitter Module | 2096 N Gateway Blvd | Fresno | CA | 93727 | DISP
nan | nan | nan | nan | nan | 3 | 0 | nan | ARRIS | arris | HT3583H-Q-E240-2-AS | ht3583hqe2402as | UNK | END OF LIFE | CH3000 Quad Density1.2 GHz Full Spectrum Transmitter Module | 2096 N Gateway Blvd | Fresno | CA | 93727 | DISP
nan | nan | nan | nan | nan | 1 | 0 | nan | ARRIS | arris | HT3583H-Q-E240-2-AS | ht3583hqe2402as | NEW | END OF LIFE | CH3000 Quad Density1.2 GHz Full Spectrum Transmitter Module | 2096 N Gateway Blvd | Fresno | CA | 93727 | DISP
nan | nan | nan | nan | nan | 2 | 0 | nan | ARRIS | arris | HT3583H-Q-E240-2-AS | ht3583hqe2402as | NEW | END OF LIFE | CH3000 Quad Density1.2 GHz Full Spectrum Transmitter Module | 2096 N Gateway Blvd | Fresno | CA | 93727 | DISP
nan | nan | nan | nan | nan | 5 | 0 | nan | ARRIS | arris | HT3583H-Q-E240-2-AS | ht3583hqe2402as | NEW | END OF LIFE | CH3000 Quad Density1.2 GHz Full Spectrum Transmitter Module | 2096 N Gateway Blvd | Fresno | CA | 93727 | DISP
nan | nan | nan | nan | 2001144 | 1 | 0 | nan | ARRIS | arris | HT3583H-Q-E260-2-AS | ht3583hqe2602as | UNK | END OF LIFE | HT3583H-Q-E260-2-AS | 2096 N Gateway Blvd | Fresno | CA | 93727 | DISP
nan | nan | nan | nan | 2000662 | 1 | 0 | nan | ARRIS | arris | HT3583H-Q-E260-2-AS | ht3583hqe2602as | UNK | END OF LIFE | HT3583H-Q-E260-2-AS | 2096 N Gateway Blvd | Fresno | CA | 93727 | DISP
nan | nan | nan | nan | 200281F | 1 | 0 | nan | ARRIS | arris | HT3583H-Q-E260-2-AS | ht3583hqe2602as | UNK | END OF LIFE | HT3583H-Q-E260-2-AS | 2096 N Gateway Blvd | Fresno | CA | 93727 | DISP
nan | nan | nan | nan | 20001C6 | 1 | 0 | nan | ARRIS | arris | HT3583H-Q-E260-2-AS | ht3583hqe2602as | UNK | END OF LIFE | HT3583H-Q-E260-2-AS | 2096 N Gateway Blvd | Fresno | CA | 93727 | DISP
nan | nan | nan | nan | 2000755 | 1 | 0 | nan | ARRIS | arris | HT3583H-Q-E260-2-AS | ht3583hqe2602as | UNK | END OF LIFE | HT3583H-Q-E260-2-AS | 2096 N Gateway Blvd | Fresno | CA | 93727 | DISP
nan | nan | nan | nan | 20001C4 | 1 | 0 | nan | ARRIS | arris | HT3583H-Q-E260-2-AS | ht3583hqe2602as | UNK | END OF LIFE | HT3583H-Q-E260-2-AS | 2096 N Gateway Blvd | Fresno | CA | 93727 | DISP
nan | nan | nan | nan | 2001212 | 1 | 0 | nan | ARRIS | arris | HT3583H-Q-E260-2-AS | ht3583hqe2602as | UNK | END OF LIFE | HT3583H-Q-E260-2-AS | 2096 N Gateway Blvd | Fresno | CA | 93727 | DISP
nan | nan | nan | nan | HT3583.2008999 | 1 | 0 | nan | ARRIS | arris | HT3583H-Q-E260-2-AS | ht3583hqe2602as | NEW | END OF LIFE | HT3583H-Q-E260-2-AS | 2096 N Gateway Blvd | Fresno | CA | 93727 | DISP
nan | nan | nan | nan | HT3583.2004542 | 1 | 0 | nan | ARRIS | arris | HT3583H-Q-E260-2-AS | ht3583hqe2602as | NEW | END OF LIFE | HT3583H-Q-E260-2-AS | 2096 N Gateway Blvd | Fresno | CA | 93727 | DISP
nan | nan | nan | nan | HT3583.2005977 | 1 | 0 | nan | ARRIS | arris | HT3583H-Q-E260-2-AS | ht3583hqe2602as | NEW | END OF LIFE | HT3583H-Q-E260-2-AS | 2096 N Gateway Blvd | Fresno | CA | 93727 | DISP
nan | nan | nan | nan | HT3583.2006AD6 | 1 | 0 | nan | ARRIS | arris | HT3583H-Q-E260-2-AS | ht3583hqe2602as | NEW | END OF LIFE | HT3583H-Q-E260-2-AS | 2096 N Gateway Blvd | Fresno | CA | 93727 | DISP
nan | nan | nan | nan | 20089D4 | 1 | 0 | nan | ARRIS | arris | HT3583H-Q-E260-2-AS | ht3583hqe2602as | NOB | END OF LIFE | HT3583H-Q-E260-2-AS | 2096 N Gateway Blvd | Fresno | CA | 93727 | DISP
nan | nan | nan | nan | 200454F | 1 | 0 | nan | ARRIS | arris | HT3583H-Q-E260-2-AS | ht3583hqe2602as | UNK | END OF LIFE | HT3583H-Q-E260-2-AS | 2096 N Gateway Blvd | Fresno | CA | 93727 | DISP
nan | nan | nan | nan | 2000493 | 1 | 0 | nan | ARRIS | arris | HT3583H-Q-E260-2-AS | ht3583hqe2602as | UNK | END OF LIFE | HT3583H-Q-E260-2-AS | 2096 N Gateway Blvd | Fresno | CA | 93727 | DISP
nan | nan | nan | nan | 2005588 | 1 | 0 | nan | ARRIS | arris | HT3583H-Q-E260-2-AS | ht3583hqe2602as | UNK | END OF LIFE | HT3583H-Q-E260-2-AS | 2096 N Gateway Blvd | Fresno | CA | 93727 | DISP
nan | nan | nan | nan | HT3583.200042F | 1 | 0 | nan | ARRIS | arris | HT3583H-Q-E330-2-AS | ht3583hqe3302as | NEW | END OF LIFE | CH3000 Quad Density1.2 GHz Full Spectrum Transmitter Modul | 2096 N Gateway Blvd | Fresno | CA | 93727 | DISP
nan | nan | nan | nan | HT3583.2000289 | 1 | 0 | nan | ARRIS | arris | HT3583H-Q-E330-2-AS | ht3583hqe3302as | NEW | END OF LIFE | CH3000 Quad Density1.2 GHz Full Spectrum Transmitter Modul | 2096 N Gateway Blvd | Fresno | CA | 93727 | DISP
nan | nan | nan | nan | HT3583.200015D | 1 | 0 | nan | ARRIS | arris | HT3583H-Q-E330-2-AS | ht3583hqe3302as | NEW | END OF LIFE | CH3000 Quad Density1.2 GHz Full Spectrum Transmitter Modul | 2096 N Gateway Blvd | Fresno | CA | 93727 | DISP
nan | nan | nan | nan | HT3583.200023D | 1 | 0 | nan | ARRIS | arris | HT3583H-Q-E330-2-AS | ht3583hqe3302as | NEW | END OF LIFE | CH3000 Quad Density1.2 GHz Full Spectrum Transmitter Modul | 2096 N Gateway Blvd | Fresno | CA | 93727 | DISP
nan | nan | nan | nan | HT3583.2000240 | 1 | 0 | nan | ARRIS | arris | HT3583H-Q-E330-2-AS | ht3583hqe3302as | NEW | END OF LIFE | CH3000 Quad Density1.2 GHz Full Spectrum Transmitter Modul | 2096 N Gateway Blvd | Fresno | CA | 93727 | DISP
nan | nan | nan | nan | HT3583.2005E6A | 1 | 0 | nan | ARRIS | arris | HT3583H-Q-E330-2-AS | ht3583hqe3302as | NEW | END OF LIFE | CH3000 Quad Density1.2 GHz Full Spectrum Transmitter Modul | 2096 N Gateway Blvd | Fresno | CA | 93727 | DISP
nan | nan | nan | nan | HT3583.20092F0 | 1 | 0 | nan | ARRIS | arris | HT3583H-Q-E330-2-AS | ht3583hqe3302as | NEW | END OF LIFE | CH3000 Quad Density1.2 GHz Full Spectrum Transmitter Modul | 2096 N Gateway Blvd | Fresno | CA | 93727 | DISP
nan | nan | nan | nan | 0311567 | 1 | 0 | nan | AURORA NETWORKS | auroranetworks | HT3FILD | ht3fild | UNK | END OF LIFE | Filler module for HT double density slots in CA3008 carrier | 2096 N Gateway Blvd | Fresno | CA | 93727 | DISP
nan | nan | nan | nan | 0D846D2 | 1 | 0 | nan | AURORA NETWORKS | auroranetworks | HT3FILD | ht3fild | UNK | END OF LIFE | Filler module for HT double density slots in CA3008 carrier | 2096 N Gateway Blvd | Fresno | CA | 93727 | DISP
nan | nan | nan | nan | 0312F2C | 1 | 0 | nan | AURORA NETWORKS | auroranetworks | HT3FILD | ht3fild | UNK | END OF LIFE | Filler module for HT double density slots in CA3008 carrier | 2096 N Gateway Blvd | Fresno | CA | 93727 | DISP
nan | nan | nan | nan | 0210EEE | 1 | 0 | nan | AURORA NETWORKS | auroranetworks | HT3FILD | ht3fild | UNK | END OF LIFE | Filler module for HT double density slots in CA3008 carrier | 2096 N Gateway Blvd | Fresno | CA | 93727 | DISP
nan | nan | nan | nan | 0210EE6 | 1 | 0 | nan | AURORA NETWORKS | auroranetworks | HT3FILD | ht3fild | UNK | END OF LIFE | Filler module for HT double density slots in CA3008 carrier | 2096 N Gateway Blvd | Fresno | CA | 93727 | DISP
nan | nan | nan | nan | F711140 | 1 | 0 | nan | AURORA NETWORKS | auroranetworks | HT3FILD | ht3fild | UNK | END OF LIFE | Filler module for HT double density slots in CA3008 carrier | 2096 N Gateway Blvd | Fresno | CA | 93727 | DISP
nan | nan | nan | nan | F711180 | 1 | 0 | nan | AURORA NETWORKS | auroranetworks | HT3FILD | ht3fild | UNK | END OF LIFE | Filler module for HT double density slots in CA3008 carrier | 2096 N Gateway Blvd | Fresno | CA | 93727 | DISP
nan | nan | nan | nan | 0D83208 | 1 | 0 | nan | AURORA NETWORKS | auroranetworks | HT3FILD | ht3fild | UNK | END OF LIFE | Filler module for HT double density slots in CA3008 carrier | 2096 N Gateway Blvd | Fresno | CA | 93727 | DISP
nan | nan | nan | nan | 0210EF9 | 1 | 0 | nan | AURORA NETWORKS | auroranetworks | HT3FILD | ht3fild | UNK | END OF LIFE | Filler module for HT double density slots in CA3008 carrier | 2096 N Gateway Blvd | Fresno | CA | 93727 | DISP
nan | nan | nan | nan | 0311692 | 1 | 0 | nan | AURORA NETWORKS | auroranetworks | HT3FILD | ht3fild | UNK | END OF LIFE | Filler module for HT double density slots in CA3008 carrier | 2096 N Gateway Blvd | Fresno | CA | 93727 | DISP
nan | nan | nan | nan | 0D823CF | 1 | 0 | nan | AURORA NETWORKS | auroranetworks | HT3FILD | ht3fild | UNK | END OF LIFE | Filler module for HT double density slots in CA3008 carrier | 2096 N Gateway Blvd | Fresno | CA | 93727 | DISP
nan | nan | nan | nan | 0312F25 | 1 | 0 | nan | AURORA NETWORKS | auroranetworks | HT3FILD | ht3fild | UNK | END OF LIFE | Filler module for HT double density slots in CA3008 carrier | 2096 N Gateway Blvd | Fresno | CA | 93727 | DISP
nan | nan | nan | nan | 0D832C5 | 1 | 0 | nan | AURORA NETWORKS | auroranetworks | HT3FILD | ht3fild | UNK | END OF LIFE | Filler module for HT double density slots in CA3008 carrier | 2096 N Gateway Blvd | Fresno | CA | 93727 | DISP
nan | nan | nan | nan | 031156D | 1 | 0 | nan | AURORA NETWORKS | auroranetworks | HT3FILD | ht3fild | UNK | END OF LIFE | Filler module for HT double density slots in CA3008 carrier | 2096 N Gateway Blvd | Fresno | CA | 93727 | DISP
nan | nan | nan | nan | 0311690 | 1 | 0 | nan | AURORA NETWORKS | auroranetworks | HT3FILD | ht3fild | UNK | END OF LIFE | Filler module for HT double density slots in CA3008 carrier | 2096 N Gateway Blvd | Fresno | CA | 93727 | DISP
nan | nan | nan | nan | 0210F02 | 1 | 0 | nan | AURORA NETWORKS | auroranetworks | HT3FILD | ht3fild | UNK | END OF LIFE | Filler module for HT double density slots in CA3008 carrier | 2096 N Gateway Blvd | Fresno | CA | 93727 | DISP
nan | nan | nan | nan | F71108D | 1 | 0 | nan | AURORA NETWORKS | auroranetworks | HT3FILD | ht3fild | UNK | END OF LIFE | Filler module for HT double density slots in CA3008 carrier | 2096 N Gateway Blvd | Fresno | CA | 93727 | DISP
nan | nan | nan | nan | F711093 | 1 | 0 | nan | AURORA NETWORKS | auroranetworks | HT3FILD | ht3fild | UNK | END OF LIFE | Filler module for HT double density slots in CA3008 carrier | 2096 N Gateway Blvd | Fresno | CA | 93727 | DISP
nan | nan | nan | nan | F71108A | 1 | 0 | nan | AURORA NETWORKS | auroranetworks | HT3FILD | ht3fild | UNK | END OF LIFE | Filler module for HT double density slots in CA3008 carrier | 2096 N Gateway Blvd | Fresno | CA | 93727 | DISP
nan | nan | nan | nan | 0D8345C | 1 | 0 | nan | AURORA NETWORKS | auroranetworks | HT3FILD | ht3fild | UNK | END OF LIFE | Filler module for HT double density slots in CA3008 carrier | 2096 N Gateway Blvd | Fresno | CA | 93727 | DISP
nan | nan | nan | nan | F711087 | 1 | 0 | nan | AURORA NETWORKS | auroranetworks | HT3FILD | ht3fild | UNK | END OF LIFE | Filler module for HT double density slots in CA3008 carrier | 2096 N Gateway Blvd | Fresno | CA | 93727 | DISP
nan | nan | nan | nan | 2001537 | 1 | 0 | nan | ARRIS | arris | HT3FILH | ht3filh | UNK | END OF LIFE | FILLER MODULE FOR HT QUAD DENSITY SLOTS IN CA3008 CARRIER MO | 2096 N Gateway Blvd | Fresno | CA | 93727 | DISP
nan | nan | nan | nan | 20025EF | 1 | 0 | nan | ARRIS | arris | HT3FILH | ht3filh | UNK | END OF LIFE | FILLER MODULE FOR HT QUAD DENSITY SLOTS IN CA3008 CARRIER MO | 2096 N Gateway Blvd | Fresno | CA | 93727 | DISP
nan | nan | nan | nan | 20015B9 | 1 | 0 | nan | ARRIS | arris | HT3FILH | ht3filh | UNK | END OF LIFE | FILLER MODULE FOR HT QUAD DENSITY SLOTS IN CA3008 CARRIER MO | 2096 N Gateway Blvd | Fresno | CA | 93727 | DISP
nan | nan | nan | nan | 20019AE | 1 | 0 | nan | ARRIS | arris | HT3FILH | ht3filh | UNK | END OF LIFE | FILLER MODULE FOR HT QUAD DENSITY SLOTS IN CA3008 CARRIER MO | 2096 N Gateway Blvd | Fresno | CA | 93727 | DISP
nan | nan | nan | nan | 200153F | 1 | 0 | nan | ARRIS | arris | HT3FILH | ht3filh | UNK | END OF LIFE | FILLER MODULE FOR HT QUAD DENSITY SLOTS IN CA3008 CARRIER MO | 2096 N Gateway Blvd | Fresno | CA | 93727 | DISP
nan | nan | nan | nan | 200261E | 1 | 0 | nan | ARRIS | arris | HT3FILH | ht3filh | UNK | END OF LIFE | FILLER MODULE FOR HT QUAD DENSITY SLOTS IN CA3008 CARRIER MO | 2096 N Gateway Blvd | Fresno | CA | 93727 | DISP
nan | nan | nan | nan | 2002621 | 1 | 0 | nan | ARRIS | arris | HT3FILH | ht3filh | UNK | END OF LIFE | FILLER MODULE FOR HT QUAD DENSITY SLOTS IN CA3008 CARRIER MO | 2096 N Gateway Blvd | Fresno | CA | 93727 | DISP
nan | nan | nan | nan | 2863 | 1 | 0 | nan | HARMONIC | harmonic | HTR2000D-1 | htr2000d1 | UNK | END OF LIFE | HARMONIC HTR2000D-1 LIGHTWAVES HEADEND TRCR SHELF | 2096 N Gateway Blvd | Fresno | CA | 93727 | DISP
nan | nan | nan | nan | 11019 | 1 | 0 | nan | HARMONIC | harmonic | HTR2000E-1 | htr2000e1 | UNK | END OF LIFE | HARMONIC HTR2000E-1 LIGHTWAVES HEADEND TRCR SHELF | 2096 N Gateway Blvd | Fresno | CA | 93727 | DISP
nan | nan | nan | nan | UPQ0P3C00W2B | 1 | 0 | nan | FUJITSU | fujitsu | MAP3367NC | map3367nc | UNK | END OF LIFE | 18.2GB ULTRA3 SCSI DISK DRIVE | 1900 CUMBERLAND SE PKWY | ATLANTA | GA | 30339 | DISP
nan | nan | nan | nan | UPQ0P3C00W2V | 1 | 0 | nan | FUJITSU | fujitsu | MAP3367NC | map3367nc | UNK | END OF LIFE | 18.2GB ULTRA3 SCSI DISK DRIVE | 1900 CUMBERLAND SE PKWY | ATLANTA | GA | 30339 | DISP
nan | nan | nan | nan | UPQ0P3C00Y1S | 1 | 0 | nan | FUJITSU | fujitsu | MAP3367NC | map3367nc | UNK | END OF LIFE | 18.2GB ULTRA3 SCSI DISK DRIVE | 1900 CUMBERLAND SE PKWY | ATLANTA | GA | 30339 | DISP
nan | nan | nan | nan | UPQ0P45016VA | 1 | 0 | nan | FUJITSU | fujitsu | MAP3367NC | map3367nc | UNK | END OF LIFE | 18.2GB ULTRA3 SCSI DISK DRIVE | 1900 CUMBERLAND SE PKWY | ATLANTA | GA | 30339 | DISP
nan | nan | nan | nan | UPQ0P3C00Y1G | 1 | 0 | nan | FUJITSU | fujitsu | MAP3367NC | map3367nc | UNK | END OF LIFE | 18.2GB ULTRA3 SCSI DISK DRIVE | 1900 CUMBERLAND SE PKWY | ATLANTA | GA | 30339 | DISP
nan | nan | nan | nan | UPQ0P43013TK | 1 | 0 | nan | FUJITSU | fujitsu | MAP3367NC | map3367nc | UNK | END OF LIFE | 18.2GB ULTRA3 SCSI DISK DRIVE | 1900 CUMBERLAND SE PKWY | ATLANTA | GA | 30339 | DISP
nan | nan | nan | nan | AAL0P5100SK9 | 1 | 0 | nan | FUJITSU | fujitsu | MAT3073NC | mat3073nc | UNK | END OF LIFE | Fujitsu 73GB 10000 RPM 8MB Cache SCSI Ultra320 | 4545 Stonegate Industrial Blvd | Stone Mountain | GA | 30083 | DISP
nan | nan | nan | nan | AAL0P5100NNR | 1 | 0 | nan | FUJITSU | fujitsu | MAT3073NC | mat3073nc | UNK | END OF LIFE | Fujitsu 73GB 10000 RPM 8MB Cache SCSI Ultra320 | 4545 Stonegate Industrial Blvd | Stone Mountain | GA | 30083 | DISP
nan | nan | nan | nan | AAL0P5100T88 | 1 | 0 | nan | FUJITSU | fujitsu | MAT3073NC | mat3073nc | UNK | END OF LIFE | Fujitsu 73GB 10000 RPM 8MB Cache SCSI Ultra320 | 4545 Stonegate Industrial Blvd | Stone Mountain | GA | 30083 | DISP
nan | nan | nan | nan | AAL0P5905S3H | 1 | 0 | nan | FUJITSU | fujitsu | MAT3073NC | mat3073nc | UNK | END OF LIFE | Fujitsu 73GB 10000 RPM 8MB Cache SCSI Ultra320 | 4545 Stonegate Industrial Blvd | Stone Mountain | GA | 30083 | DISP
nan | nan | nan | nan | AAL0P4C00MB8 | 1 | 0 | nan | FUJITSU | fujitsu | MAT3073NC | mat3073nc | UNK | END OF LIFE | Fujitsu 73GB 10000 RPM 8MB Cache SCSI Ultra320 | 4545 Stonegate Industrial Blvd | Stone Mountain | GA | 30083 | DISP
nan | nan | nan | nan | AAL0P5301RJV | 1 | 0 | nan | FUJITSU | fujitsu | MAT3073NC | mat3073nc | UNK | END OF LIFE | Fujitsu 73GB 10000 RPM 8MB Cache SCSI Ultra320 | 1900 CUMBERLAND SE PKWY | ATLANTA | GA | 30339 | DISP
nan | nan | nan | nan | AAL0P5301S0K | 1 | 0 | nan | FUJITSU | fujitsu | MAT3073NC | mat3073nc | UNK | END OF LIFE | Fujitsu 73GB 10000 RPM 8MB Cache SCSI Ultra320 | 1900 CUMBERLAND SE PKWY | ATLANTA | GA | 30339 | DISP
nan | nan | nan | nan | AAL0P5402BHL | 1 | 0 | nan | FUJITSU | fujitsu | MAT3073NC | mat3073nc | UNK | END OF LIFE | Fujitsu 73GB 10000 RPM 8MB Cache SCSI Ultra320 | 1900 CUMBERLAND SE PKWY | ATLANTA | GA | 30339 | DISP
nan | nan | nan | nan | AAL0P5402AJL | 1 | 0 | nan | FUJITSU | fujitsu | MAT3073NC | mat3073nc | UNK | END OF LIFE | Fujitsu 73GB 10000 RPM 8MB Cache SCSI Ultra320 | 1900 CUMBERLAND SE PKWY | ATLANTA | GA | 30339 | DISP
nan | nan | nan | nan | AAL0P5100S9Y | 1 | 0 | nan | FUJITSU | fujitsu | MAT3073NC | mat3073nc | UNK | END OF LIFE | Fujitsu 73GB 10000 RPM 8MB Cache SCSI Ultra320 | 1900 CUMBERLAND SE PKWY | ATLANTA | GA | 30339 | DISP
nan | nan | nan | nan | AAL0P5402BGE | 1 | 0 | nan | FUJITSU | fujitsu | MAT3073NC | mat3073nc | UNK | END OF LIFE | Fujitsu 73GB 10000 RPM 8MB Cache SCSI Ultra320 | 1900 CUMBERLAND SE PKWY | ATLANTA | GA | 30339 | DISP
nan | nan | nan | nan | AAL0P5301RD4 | 1 | 0 | nan | FUJITSU | fujitsu | MAT3073NC | mat3073nc | UNK | END OF LIFE | Fujitsu 73GB 10000 RPM 8MB Cache SCSI Ultra320 | 1900 CUMBERLAND SE PKWY | ATLANTA | GA | 30339 | DISP
nan | nan | nan | nan | AAL0P5402BG4 | 1 | 0 | nan | FUJITSU | fujitsu | MAT3073NC | mat3073nc | UNK | END OF LIFE | Fujitsu 73GB 10000 RPM 8MB Cache SCSI Ultra320 | 1900 CUMBERLAND SE PKWY | ATLANTA | GA | 30339 | DISP
nan | nan | nan | nan | AAL0P5402BGJ | 1 | 0 | nan | FUJITSU | fujitsu | MAT3073NC | mat3073nc | UNK | END OF LIFE | Fujitsu 73GB 10000 RPM 8MB Cache SCSI Ultra320 | 1900 CUMBERLAND SE PKWY | ATLANTA | GA | 30339 | DISP
nan | nan | nan | nan | AAL0P5402BJB | 1 | 0 | nan | FUJITSU | fujitsu | MAT3073NC | mat3073nc | UNK | END OF LIFE | Fujitsu 73GB 10000 RPM 8MB Cache SCSI Ultra320 | 1900 CUMBERLAND SE PKWY | ATLANTA | GA | 30339 | DISP
nan | nan | nan | nan | AAL0P5301RLA | 1 | 0 | nan | FUJITSU | fujitsu | MAT3073NC | mat3073nc | UNK | END OF LIFE | Fujitsu 73GB 10000 RPM 8MB Cache SCSI Ultra320 | 1900 CUMBERLAND SE PKWY | ATLANTA | GA | 30339 | DISP
nan | nan | nan | nan | AAL0P5402BGH | 1 | 0 | nan | FUJITSU | fujitsu | MAT3073NC | mat3073nc | UNK | END OF LIFE | Fujitsu 73GB 10000 RPM 8MB Cache SCSI Ultra320 | 1900 CUMBERLAND SE PKWY | ATLANTA | GA | 30339 | DISP
nan | nan | nan | nan | AAL0P5402BK6 | 1 | 0 | nan | FUJITSU | fujitsu | MAT3073NC | mat3073nc | UNK | END OF LIFE | Fujitsu 73GB 10000 RPM 8MB Cache SCSI Ultra320 | 1900 CUMBERLAND SE PKWY | ATLANTA | GA | 30339 | DISP
nan | nan | nan | nan | AAL0P5301RVA | 1 | 0 | nan | FUJITSU | fujitsu | MAT3073NC | mat3073nc | UNK | END OF LIFE | Fujitsu 73GB 10000 RPM 8MB Cache SCSI Ultra320 | 1900 CUMBERLAND SE PKWY | ATLANTA | GA | 30339 | DISP
nan | nan | nan | nan | AAL0P5402B4C | 1 | 0 | nan | FUJITSU | fujitsu | MAT3073NC | mat3073nc | UNK | END OF LIFE | Fujitsu 73GB 10000 RPM 8MB Cache SCSI Ultra320 | 1900 CUMBERLAND SE PKWY | ATLANTA | GA | 30339 | DISP
nan | nan | nan | nan | AAL0P5301RK0 | 1 | 0 | nan | FUJITSU | fujitsu | MAT3073NC | mat3073nc | UNK | END OF LIFE | Fujitsu 73GB 10000 RPM 8MB Cache SCSI Ultra320 | 1900 CUMBERLAND SE PKWY | ATLANTA | GA | 30339 | DISP
nan | nan | nan | nan | AAL0P5402B44 | 1 | 0 | nan | FUJITSU | fujitsu | MAT3073NC | mat3073nc | UNK | END OF LIFE | Fujitsu 73GB 10000 RPM 8MB Cache SCSI Ultra320 | 1900 CUMBERLAND SE PKWY | ATLANTA | GA | 30339 | DISP
nan | nan | nan | nan | AAL0P5603MPR | 1 | 0 | nan | FUJITSU | fujitsu | MAT3073NC | mat3073nc | UNK | END OF LIFE | Fujitsu 73GB 10000 RPM 8MB Cache SCSI Ultra320 | 1900 CUMBERLAND SE PKWY | ATLANTA | GA | 30339 | DISP
nan | nan | nan | nan | AAL0P5905S6J | 1 | 0 | nan | FUJITSU | fujitsu | MAT3073NC | mat3073nc | UNK | END OF LIFE | Fujitsu 73GB 10000 RPM 8MB Cache SCSI Ultra320 | 1900 CUMBERLAND SE PKWY | ATLANTA | GA | 30339 | DISP
nan | nan | nan | nan | AAL0P5301RCR | 1 | 0 | nan | FUJITSU | fujitsu | MAT3073NC | mat3073nc | UNK | END OF LIFE | Fujitsu 73GB 10000 RPM 8MB Cache SCSI Ultra320 | 1900 CUMBERLAND SE PKWY | ATLANTA | GA | 30339 | DISP
nan | nan | nan | nan | AAL0P5301RSL | 1 | 0 | nan | FUJITSU | fujitsu | MAT3073NC | mat3073nc | UNK | END OF LIFE | Fujitsu 73GB 10000 RPM 8MB Cache SCSI Ultra320 | 1900 CUMBERLAND SE PKWY | ATLANTA | GA | 30339 | DISP
nan | nan | nan | nan | nan | 47 | 0 | nan | SUN MICROS | sunmicros | MAW3073NC | maw3073nc | UNK | END OF LIFE | SUN 72G 10K RPM HARD DRIVE | 4545 Stonegate Industrial Blvd | Stone Mountain | GA | 30083 | DISP
nan | nan | nan | nan | nan | 42 | 0 | nan | SUN MICROS | sunmicros | MAW3073NC | maw3073nc | UNK | END OF LIFE | SUN 72G 10K RPM HARD DRIVE | 4545 Stonegate Industrial Blvd | Stone Mountain | GA | 30083 | DISP
nan | nan | nan | nan | nan | 60 | 0 | nan | SUN MICROS | sunmicros | MAW3073NC | maw3073nc | UNK | END OF LIFE | SUN 72G 10K RPM HARD DRIVE | 1900 CUMBERLAND SE PKWY | ATLANTA | GA | 30339 | DISP
nan | nan | nan | nan | nan | 100 | 0 | nan | SUN MICROS | sunmicros | MAW3073NC | maw3073nc | UNK | END OF LIFE | SUN 72G 10K RPM HARD DRIVE | 1900 CUMBERLAND SE PKWY | ATLANTA | GA | 30339 | DISP
nan | nan | nan | nan | nan | 4 | 0 | nan | SUN MICROS | sunmicros | MAW3073NC | maw3073nc | UNK | END OF LIFE | SUN 72G 10K RPM HARD DRIVE | 1900 CUMBERLAND SE PKWY | ATLANTA | GA | 30339 | DISP
nan | nan | nan | nan | 1V2A/40RX/117-50 | 1 | 0 | nan | MAXCOM | maxcom | MAX3257R | max3257r | UNK | END OF LIFE | FIBER OPTIC 1 VIDEO 2 AUDIO RECEIVER | 2096 N Gateway Blvd | Fresno | CA | 93727 | DISP
nan | nan | nan | nan | 1V2A1A/40RX/124-14W | 1 | 0 | nan | MAXCOM | maxcom | MAX3257R/HD | max3257rhd | UNK | END OF LIFE | 1 VIDEO-2AUDIO 1 ASI F.O RECEIVER | 2096 N Gateway Blvd | Fresno | CA | 93727 | DISP
nan | nan | nan | nan | 1V2A/40TX/117-53 | 1 | 0 | nan | MAXCOM | maxcom | MAX3257T | max3257t | UNK | END OF LIFE | FIBER OPTIC 1 VIDEO 2 AUDIO TRANSMITTER | 2096 N Gateway Blvd | Fresno | CA | 93727 | DISP
nan | nan | nan | nan | BAM4P880017N | 1 | 0 | nan | FUJITSU | fujitsu | MBA3073NC | mba3073nc | UNK | END OF LIFE | 73.5GB 15000 RPM 8MB CACHE SCSI ULTRA320 80PIN 3.5 HD | 4545 Stonegate Industrial Blvd | Stone Mountain | GA | 30083 | DISP
nan | nan | nan | nan | BAM4P880017V | 1 | 0 | nan | FUJITSU | fujitsu | MBA3073NC | mba3073nc | UNK | END OF LIFE | 73.5GB 15000 RPM 8MB CACHE SCSI ULTRA320 80PIN 3.5 HD | 4545 Stonegate Industrial Blvd | Stone Mountain | GA | 30083 | DISP
nan | nan | nan | nan | BAM4P87000RK | 1 | 0 | nan | FUJITSU | fujitsu | MBA3073NC | mba3073nc | UNK | END OF LIFE | 73.5GB 15000 RPM 8MB CACHE SCSI ULTRA320 80PIN 3.5 HD | 4545 Stonegate Industrial Blvd | Stone Mountain | GA | 30083 | DISP
nan | nan | nan | nan | BAM4P8C0031W | 1 | 0 | nan | FUJITSU | fujitsu | MBA3073NC | mba3073nc | UNK | END OF LIFE | 73.5GB 15000 RPM 8MB CACHE SCSI ULTRA320 80PIN 3.5 HD | 4545 Stonegate Industrial Blvd | Stone Mountain | GA | 30083 | DISP
nan | nan | nan | nan | BAM4P860008R | 1 | 0 | nan | FUJITSU | fujitsu | MBA3073NC | mba3073nc | UNK | END OF LIFE | 73.5GB 15000 RPM 8MB CACHE SCSI ULTRA320 80PIN 3.5 HD | 4545 Stonegate Industrial Blvd | Stone Mountain | GA | 30083 | DISP
nan | nan | nan | nan | BAL0P95016EU | 1 | 0 | nan | FUJITSU | fujitsu | MBA3073NC | mba3073nc | UNK | END OF LIFE | 73.5GB 15000 RPM 8MB CACHE SCSI ULTRA320 80PIN 3.5 HD | 4545 Stonegate Industrial Blvd | Stone Mountain | GA | 30083 | DISP
nan | nan | nan | nan | BAM4P87000RL | 1 | 0 | nan | FUJITSU | fujitsu | MBA3073NC | mba3073nc | UNK | END OF LIFE | 73.5GB 15000 RPM 8MB CACHE SCSI ULTRA320 80PIN 3.5 HD | 4545 Stonegate Industrial Blvd | Stone Mountain | GA | 30083 | DISP
nan | nan | nan | nan | BAL0P95016FU | 1 | 0 | nan | FUJITSU | fujitsu | MBA3073NC | mba3073nc | UNK | END OF LIFE | 73.5GB 15000 RPM 8MB CACHE SCSI ULTRA320 80PIN 3.5 HD | 4545 Stonegate Industrial Blvd | Stone Mountain | GA | 30083 | DISP
nan | nan | nan | nan | BAM4P8B002EF | 1 | 0 | nan | FUJITSU | fujitsu | MBA3073NC | mba3073nc | UNK | END OF LIFE | 73.5GB 15000 RPM 8MB CACHE SCSI ULTRA320 80PIN 3.5 HD | 4545 Stonegate Industrial Blvd | Stone Mountain | GA | 30083 | DISP
nan | nan | nan | nan | BAM4P8C00321 | 1 | 0 | nan | FUJITSU | fujitsu | MBA3073NC | mba3073nc | UNK | END OF LIFE | 73.5GB 15000 RPM 8MB CACHE SCSI ULTRA320 80PIN 3.5 HD | 4545 Stonegate Industrial Blvd | Stone Mountain | GA | 30083 | DISP
nan | nan | nan | nan | BAM4P8C0032H | 1 | 0 | nan | FUJITSU | fujitsu | MBA3073NC | mba3073nc | UNK | END OF LIFE | 73.5GB 15000 RPM 8MB CACHE SCSI ULTRA320 80PIN 3.5 HD | 4545 Stonegate Industrial Blvd | Stone Mountain | GA | 30083 | DISP
nan | nan | nan | nan | BAM4P88001FT | 1 | 0 | nan | FUJITSU | fujitsu | MBA3073NC | mba3073nc | UNK | END OF LIFE | 73.5GB 15000 RPM 8MB CACHE SCSI ULTRA320 80PIN 3.5 HD | 4545 Stonegate Industrial Blvd | Stone Mountain | GA | 30083 | DISP
nan | nan | nan | nan | BAM4P860008S | 1 | 0 | nan | FUJITSU | fujitsu | MBA3073NC | mba3073nc | UNK | END OF LIFE | 73.5GB 15000 RPM 8MB CACHE SCSI ULTRA320 80PIN 3.5 HD | 4545 Stonegate Industrial Blvd | Stone Mountain | GA | 30083 | DISP
nan | nan | nan | nan | BAM4P8C0031G | 1 | 0 | nan | FUJITSU | fujitsu | MBA3073NC | mba3073nc | UNK | END OF LIFE | 73.5GB 15000 RPM 8MB CACHE SCSI ULTRA320 80PIN 3.5 HD | 4545 Stonegate Industrial Blvd | Stone Mountain | GA | 30083 | DISP
nan | nan | nan | nan | BAM4P87000RJ | 1 | 0 | nan | FUJITSU | fujitsu | MBA3073NC | mba3073nc | UNK | END OF LIFE | 73.5GB 15000 RPM 8MB CACHE SCSI ULTRA320 80PIN 3.5 HD | 4545 Stonegate Industrial Blvd | Stone Mountain | GA | 30083 | DISP
nan | nan | nan | nan | BAM4P86000CB | 1 | 0 | nan | FUJITSU | fujitsu | MBA3073NC | mba3073nc | UNK | END OF LIFE | 73.5GB 15000 RPM 8MB CACHE SCSI ULTRA320 80PIN 3.5 HD | 4545 Stonegate Industrial Blvd | Stone Mountain | GA | 30083 | DISP
nan | nan | nan | nan | BAM4P8600079 | 1 | 0 | nan | FUJITSU | fujitsu | MBA3073NC | mba3073nc | UNK | END OF LIFE | 73.5GB 15000 RPM 8MB CACHE SCSI ULTRA320 80PIN 3.5 HD | 4545 Stonegate Industrial Blvd | Stone Mountain | GA | 30083 | DISP
nan | nan | nan | nan | BAM4P87000RE | 1 | 0 | nan | FUJITSU | fujitsu | MBA3073NC | mba3073nc | UNK | END OF LIFE | 73.5GB 15000 RPM 8MB CACHE SCSI ULTRA320 80PIN 3.5 HD | 4545 Stonegate Industrial Blvd | Stone Mountain | GA | 30083 | DISP
nan | nan | nan | nan | BAM4P8C0031T | 1 | 0 | nan | FUJITSU | fujitsu | MBA3073NC | mba3073nc | UNK | END OF LIFE | 73.5GB 15000 RPM 8MB CACHE SCSI ULTRA320 80PIN 3.5 HD | 4545 Stonegate Industrial Blvd | Stone Mountain | GA | 30083 | DISP
nan | nan | nan | nan | BAM4PBB003V8 | 1 | 0 | nan | FUJITSU | fujitsu | MBA3073NC | mba3073nc | UNK | END OF LIFE | 73.5GB 15000 RPM 8MB CACHE SCSI ULTRA320 80PIN 3.5 HD | 4545 Stonegate Industrial Blvd | Stone Mountain | GA | 30083 | DISP
nan | nan | nan | nan | BAM4P860008C | 1 | 0 | nan | FUJITSU | fujitsu | MBA3073NC | mba3073nc | UNK | END OF LIFE | 73.5GB 15000 RPM 8MB CACHE SCSI ULTRA320 80PIN 3.5 HD | 4545 Stonegate Industrial Blvd | Stone Mountain | GA | 30083 | DISP
nan | nan | nan | nan | BAM4P88001BU | 1 | 0 | nan | FUJITSU | fujitsu | MBA3073NC | mba3073nc | UNK | END OF LIFE | 73.5GB 15000 RPM 8MB CACHE SCSI ULTRA320 80PIN 3.5 HD | 4545 Stonegate Industrial Blvd | Stone Mountain | GA | 30083 | DISP
nan | nan | nan | nan | BAM4P86000DG | 1 | 0 | nan | FUJITSU | fujitsu | MBA3073NC | mba3073nc | UNK | END OF LIFE | 73.5GB 15000 RPM 8MB CACHE SCSI ULTRA320 80PIN 3.5 HD | 4545 Stonegate Industrial Blvd | Stone Mountain | GA | 30083 | DISP
nan | nan | nan | nan | BAM4P88001FK | 1 | 0 | nan | FUJITSU | fujitsu | MBA3073NC | mba3073nc | UNK | END OF LIFE | 73.5GB 15000 RPM 8MB CACHE SCSI ULTRA320 80PIN 3.5 HD | 4545 Stonegate Industrial Blvd | Stone Mountain | GA | 30083 | DISP
nan | nan | nan | nan | BAM4P87000RM | 1 | 0 | nan | FUJITSU | fujitsu | MBA3073NC | mba3073nc | UNK | END OF LIFE | 73.5GB 15000 RPM 8MB CACHE SCSI ULTRA320 80PIN 3.5 HD | 4545 Stonegate Industrial Blvd | Stone Mountain | GA | 30083 | DISP
nan | nan | nan | nan | BAM4P8C0034C | 1 | 0 | nan | FUJITSU | fujitsu | MBA3073NC | mba3073nc | UNK | END OF LIFE | 73.5GB 15000 RPM 8MB CACHE SCSI ULTRA320 80PIN 3.5 HD | 4545 Stonegate Industrial Blvd | Stone Mountain | GA | 30083 | DISP
nan | nan | nan | nan | BAM4P87000SD | 1 | 0 | nan | FUJITSU | fujitsu | MBA3073NC | mba3073nc | UNK | END OF LIFE | 73.5GB 15000 RPM 8MB CACHE SCSI ULTRA320 80PIN 3.5 HD | 4545 Stonegate Industrial Blvd | Stone Mountain | GA | 30083 | DISP
nan | nan | nan | nan | BAM4P87000NG | 1 | 0 | nan | FUJITSU | fujitsu | MBA3073NC | mba3073nc | UNK | END OF LIFE | 73.5GB 15000 RPM 8MB CACHE SCSI ULTRA320 80PIN 3.5 HD | 4545 Stonegate Industrial Blvd | Stone Mountain | GA | 30083 | DISP
nan | nan | nan | nan | BAM4P88001DF | 1 | 0 | nan | FUJITSU | fujitsu | MBA3073NC | mba3073nc | UNK | END OF LIFE | 73.5GB 15000 RPM 8MB CACHE SCSI ULTRA320 80PIN 3.5 HD | 4545 Stonegate Industrial Blvd | Stone Mountain | GA | 30083 | DISP
nan | nan | nan | nan | BAM4P87000R1 | 1 | 0 | nan | FUJITSU | fujitsu | MBA3073NC | mba3073nc | UNK | END OF LIFE | 73.5GB 15000 RPM 8MB CACHE SCSI ULTRA320 80PIN 3.5 HD | 4545 Stonegate Industrial Blvd | Stone Mountain | GA | 30083 | DISP
nan | nan | nan | nan | BAM4P88001A4 | 1 | 0 | nan | FUJITSU | fujitsu | MBA3073NC | mba3073nc | UNK | END OF LIFE | 73.5GB 15000 RPM 8MB CACHE SCSI ULTRA320 80PIN 3.5 HD | 4545 Stonegate Industrial Blvd | Stone Mountain | GA | 30083 | DISP
nan | nan | nan | nan | BAM4P8600087 | 1 | 0 | nan | FUJITSU | fujitsu | MBA3073NC | mba3073nc | UNK | END OF LIFE | 73.5GB 15000 RPM 8MB CACHE SCSI ULTRA320 80PIN 3.5 HD | 4545 Stonegate Industrial Blvd | Stone Mountain | GA | 30083 | DISP
nan | nan | nan | nan | BAM4P8C00334 | 1 | 0 | nan | FUJITSU | fujitsu | MBA3073NC | mba3073nc | UNK | END OF LIFE | 73.5GB 15000 RPM 8MB CACHE SCSI ULTRA320 80PIN 3.5 HD | 4545 Stonegate Industrial Blvd | Stone Mountain | GA | 30083 | DISP
nan | nan | nan | nan | BAM4P8600065 | 1 | 0 | nan | FUJITSU | fujitsu | MBA3073NC | mba3073nc | UNK | END OF LIFE | 73.5GB 15000 RPM 8MB CACHE SCSI ULTRA320 80PIN 3.5 HD | 4545 Stonegate Industrial Blvd | Stone Mountain | GA | 30083 | DISP
nan | nan | nan | nan | BAM4P8C00331 | 1 | 0 | nan | FUJITSU | fujitsu | MBA3073NC | mba3073nc | UNK | END OF LIFE | 73.5GB 15000 RPM 8MB CACHE SCSI ULTRA320 80PIN 3.5 HD | 4545 Stonegate Industrial Blvd | Stone Mountain | GA | 30083 | DISP
nan | nan | nan | nan | BAM4P88001F2 | 1 | 0 | nan | FUJITSU | fujitsu | MBA3073NC | mba3073nc | UNK | END OF LIFE | 73.5GB 15000 RPM 8MB CACHE SCSI ULTRA320 80PIN 3.5 HD | 4545 Stonegate Industrial Blvd | Stone Mountain | GA | 30083 | DISP
nan | nan | nan | nan | BAM4P88001HU | 1 | 0 | nan | FUJITSU | fujitsu | MBA3073NC | mba3073nc | UNK | END OF LIFE | 73.5GB 15000 RPM 8MB CACHE SCSI ULTRA320 80PIN 3.5 HD | 4545 Stonegate Industrial Blvd | Stone Mountain | GA | 30083 | DISP
nan | nan | nan | nan | BAM4P8C0031A | 1 | 0 | nan | FUJITSU | fujitsu | MBA3073NC | mba3073nc | UNK | END OF LIFE | 73.5GB 15000 RPM 8MB CACHE SCSI ULTRA320 80PIN 3.5 HD | 4545 Stonegate Industrial Blvd | Stone Mountain | GA | 30083 | DISP
nan | nan | nan | nan | BAM4P8C00333 | 1 | 0 | nan | FUJITSU | fujitsu | MBA3073NC | mba3073nc | UNK | END OF LIFE | 73.5GB 15000 RPM 8MB CACHE SCSI ULTRA320 80PIN 3.5 HD | 4545 Stonegate Industrial Blvd | Stone Mountain | GA | 30083 | DISP
nan | nan | nan | nan | BAM4P87000R8 | 1 | 0 | nan | FUJITSU | fujitsu | MBA3073NC | mba3073nc | UNK | END OF LIFE | 73.5GB 15000 RPM 8MB CACHE SCSI ULTRA320 80PIN 3.5 HD | 4545 Stonegate Industrial Blvd | Stone Mountain | GA | 30083 | DISP
nan | nan | nan | nan | BAM4P88001FW | 1 | 0 | nan | FUJITSU | fujitsu | MBA3073NC | mba3073nc | UNK | END OF LIFE | 73.5GB 15000 RPM 8MB CACHE SCSI ULTRA320 80PIN 3.5 HD | 4545 Stonegate Industrial Blvd | Stone Mountain | GA | 30083 | DISP
nan | nan | nan | nan | BAM4P8C0032D | 1 | 0 | nan | FUJITSU | fujitsu | MBA3073NC | mba3073nc | UNK | END OF LIFE | 73.5GB 15000 RPM 8MB CACHE SCSI ULTRA320 80PIN 3.5 HD | 4545 Stonegate Industrial Blvd | Stone Mountain | GA | 30083 | DISP
nan | nan | nan | nan | BAL0P94014L5 | 1 | 0 | nan | FUJITSU | fujitsu | MBA3073NC | mba3073nc | UNK | END OF LIFE | 73.5GB 15000 RPM 8MB CACHE SCSI ULTRA320 80PIN 3.5 HD | 4545 Stonegate Industrial Blvd | Stone Mountain | GA | 30083 | DISP
nan | nan | nan | nan | BAM4P8800163 | 1 | 0 | nan | FUJITSU | fujitsu | MBA3073NC | mba3073nc | UNK | END OF LIFE | 73.5GB 15000 RPM 8MB CACHE SCSI ULTRA320 80PIN 3.5 HD | 4545 Stonegate Industrial Blvd | Stone Mountain | GA | 30083 | DISP
nan | nan | nan | nan | BAM4P87000RB | 1 | 0 | nan | FUJITSU | fujitsu | MBA3073NC | mba3073nc | UNK | END OF LIFE | 73.5GB 15000 RPM 8MB CACHE SCSI ULTRA320 80PIN 3.5 HD | 4545 Stonegate Industrial Blvd | Stone Mountain | GA | 30083 | DISP
nan | nan | nan | nan | BAM4P87000PY | 1 | 0 | nan | FUJITSU | fujitsu | MBA3073NC | mba3073nc | UNK | END OF LIFE | 73.5GB 15000 RPM 8MB CACHE SCSI ULTRA320 80PIN 3.5 HD | 4545 Stonegate Industrial Blvd | Stone Mountain | GA | 30083 | DISP
nan | nan | nan | nan | BAM4P880019H | 1 | 0 | nan | FUJITSU | fujitsu | MBA3073NC | mba3073nc | UNK | END OF LIFE | 73.5GB 15000 RPM 8MB CACHE SCSI ULTRA320 80PIN 3.5 HD | 4545 Stonegate Industrial Blvd | Stone Mountain | GA | 30083 | DISP
nan | nan | nan | nan | BAM4P86000CG | 1 | 0 | nan | FUJITSU | fujitsu | MBA3073NC | mba3073nc | UNK | END OF LIFE | 73.5GB 15000 RPM 8MB CACHE SCSI ULTRA320 80PIN 3.5 HD | 4545 Stonegate Industrial Blvd | Stone Mountain | GA | 30083 | DISP
nan | nan | nan | nan | BAM4P8C00330 | 1 | 0 | nan | FUJITSU | fujitsu | MBA3073NC | mba3073nc | UNK | END OF LIFE | 73.5GB 15000 RPM 8MB CACHE SCSI ULTRA320 80PIN 3.5 HD | 4545 Stonegate Industrial Blvd | Stone Mountain | GA | 30083 | DISP
nan | nan | nan | nan | BAM4P86000CA | 1 | 0 | nan | FUJITSU | fujitsu | MBA3073NC | mba3073nc | UNK | END OF LIFE | 73.5GB 15000 RPM 8MB CACHE SCSI ULTRA320 80PIN 3.5 HD | 4545 Stonegate Industrial Blvd | Stone Mountain | GA | 30083 | DISP
nan | nan | nan | nan | BAM4P86000A4 | 1 | 0 | nan | FUJITSU | fujitsu | MBA3073NC | mba3073nc | UNK | END OF LIFE | 73.5GB 15000 RPM 8MB CACHE SCSI ULTRA320 80PIN 3.5 HD | 1900 CUMBERLAND SE PKWY | ATLANTA | GA | 30339 | DISP
nan | nan | nan | nan | BAM4P86000AB | 1 | 0 | nan | FUJITSU | fujitsu | MBA3073NC | mba3073nc | UNK | END OF LIFE | 73.5GB 15000 RPM 8MB CACHE SCSI ULTRA320 80PIN 3.5 HD | 1900 CUMBERLAND SE PKWY | ATLANTA | GA | 30339 | DISP
nan | nan | nan | nan | BAM4P88001D7 | 1 | 0 | nan | FUJITSU | fujitsu | MBA3073NC | mba3073nc | UNK | END OF LIFE | 73.5GB 15000 RPM 8MB CACHE SCSI ULTRA320 80PIN 3.5 HD | 1900 CUMBERLAND SE PKWY | ATLANTA | GA | 30339 | DISP
nan | nan | nan | nan | BAM4P880016S | 1 | 0 | nan | FUJITSU | fujitsu | MBA3073NC | mba3073nc | UNK | END OF LIFE | 73.5GB 15000 RPM 8MB CACHE SCSI ULTRA320 80PIN 3.5 HD | 1900 CUMBERLAND SE PKWY | ATLANTA | GA | 30339 | DISP
nan | nan | nan | nan | BAM4P88001D1 | 1 | 0 | nan | FUJITSU | fujitsu | MBA3073NC | mba3073nc | UNK | END OF LIFE | 73.5GB 15000 RPM 8MB CACHE SCSI ULTRA320 80PIN 3.5 HD | 1900 CUMBERLAND SE PKWY | ATLANTA | GA | 30339 | DISP
nan | nan | nan | nan | BAM4P88001AN | 1 | 0 | nan | FUJITSU | fujitsu | MBA3073NC | mba3073nc | UNK | END OF LIFE | 73.5GB 15000 RPM 8MB CACHE SCSI ULTRA320 80PIN 3.5 HD | 1900 CUMBERLAND SE PKWY | ATLANTA | GA | 30339 | DISP
nan | nan | nan | nan | BAM4P8600094 | 1 | 0 | nan | FUJITSU | fujitsu | MBA3073NC | mba3073nc | UNK | END OF LIFE | 73.5GB 15000 RPM 8MB CACHE SCSI ULTRA320 80PIN 3.5 HD | 1900 CUMBERLAND SE PKWY | ATLANTA | GA | 30339 | DISP
nan | nan | nan | nan | BAM4P98003JY | 1 | 0 | nan | FUJITSU | fujitsu | MBA3073NC | mba3073nc | UNK | END OF LIFE | 73.5GB 15000 RPM 8MB CACHE SCSI ULTRA320 80PIN 3.5 HD | 1900 CUMBERLAND SE PKWY | ATLANTA | GA | 30339 | DISP
nan | nan | nan | nan | BAM4P86000ET | 1 | 0 | nan | FUJITSU | fujitsu | MBA3073NC | mba3073nc | UNK | END OF LIFE | 73.5GB 15000 RPM 8MB CACHE SCSI ULTRA320 80PIN 3.5 HD | 1900 CUMBERLAND SE PKWY | ATLANTA | GA | 30339 | DISP
nan | nan | nan | nan | BAM4P86000DS | 1 | 0 | nan | FUJITSU | fujitsu | MBA3073NC | mba3073nc | UNK | END OF LIFE | 73.5GB 15000 RPM 8MB CACHE SCSI ULTRA320 80PIN 3.5 HD | 1900 CUMBERLAND SE PKWY | ATLANTA | GA | 30339 | DISP
nan | nan | nan | nan | BAM4P98003JW | 1 | 0 | nan | FUJITSU | fujitsu | MBA3073NC | mba3073nc | UNK | END OF LIFE | 73.5GB 15000 RPM 8MB CACHE SCSI ULTRA320 80PIN 3.5 HD | 1900 CUMBERLAND SE PKWY | ATLANTA | GA | 30339 | DISP
nan | nan | nan | nan | BAM4P860005F | 1 | 0 | nan | FUJITSU | fujitsu | MBA3073NC | mba3073nc | UNK | END OF LIFE | 73.5GB 15000 RPM 8MB CACHE SCSI ULTRA320 80PIN 3.5 HD | 1900 CUMBERLAND SE PKWY | ATLANTA | GA | 30339 | DISP
nan | nan | nan | nan | BAM4P86000E6 | 1 | 0 | nan | FUJITSU | fujitsu | MBA3073NC | mba3073nc | UNK | END OF LIFE | 73.5GB 15000 RPM 8MB CACHE SCSI ULTRA320 80PIN 3.5 HD | 1900 CUMBERLAND SE PKWY | ATLANTA | GA | 30339 | DISP
nan | nan | nan | nan | BAM4P86000FD | 1 | 0 | nan | FUJITSU | fujitsu | MBA3073NC | mba3073nc | UNK | END OF LIFE | 73.5GB 15000 RPM 8MB CACHE SCSI ULTRA320 80PIN 3.5 HD | 1900 CUMBERLAND SE PKWY | ATLANTA | GA | 30339 | DISP
nan | nan | nan | nan | BAM4P860004G | 1 | 0 | nan | FUJITSU | fujitsu | MBA3073NC | mba3073nc | UNK | END OF LIFE | 73.5GB 15000 RPM 8MB CACHE SCSI ULTRA320 80PIN 3.5 HD | 1900 CUMBERLAND SE PKWY | ATLANTA | GA | 30339 | DISP
nan | nan | nan | nan | BAM4P86000EK | 1 | 0 | nan | FUJITSU | fujitsu | MBA3073NC | mba3073nc | UNK | END OF LIFE | 73.5GB 15000 RPM 8MB CACHE SCSI ULTRA320 80PIN 3.5 HD | 1900 CUMBERLAND SE PKWY | ATLANTA | GA | 30339 | DISP
nan | nan | nan | nan | BAM4P86000EM | 1 | 0 | nan | FUJITSU | fujitsu | MBA3073NC | mba3073nc | UNK | END OF LIFE | 73.5GB 15000 RPM 8MB CACHE SCSI ULTRA320 80PIN 3.5 HD | 1900 CUMBERLAND SE PKWY | ATLANTA | GA | 30339 | DISP
nan | nan | nan | nan | BAM4P97003EL | 1 | 0 | nan | FUJITSU | fujitsu | MBA3073NC | mba3073nc | UNK | END OF LIFE | 73.5GB 15000 RPM 8MB CACHE SCSI ULTRA320 80PIN 3.5 HD | 1900 CUMBERLAND SE PKWY | ATLANTA | GA | 30339 | DISP
nan | nan | nan | nan | BAM4P88001FP | 1 | 0 | nan | FUJITSU | fujitsu | MBA3073NC | mba3073nc | UNK | END OF LIFE | 73.5GB 15000 RPM 8MB CACHE SCSI ULTRA320 80PIN 3.5 HD | 1900 CUMBERLAND SE PKWY | ATLANTA | GA | 30339 | DISP
nan | nan | nan | nan | BAM4P860006T | 1 | 0 | nan | FUJITSU | fujitsu | MBA3073NC | mba3073nc | UNK | END OF LIFE | 73.5GB 15000 RPM 8MB CACHE SCSI ULTRA320 80PIN 3.5 HD | 1900 CUMBERLAND SE PKWY | ATLANTA | GA | 30339 | DISP
nan | nan | nan | nan | BAM4P860005M | 1 | 0 | nan | FUJITSU | fujitsu | MBA3073NC | mba3073nc | UNK | END OF LIFE | 73.5GB 15000 RPM 8MB CACHE SCSI ULTRA320 80PIN 3.5 HD | 1900 CUMBERLAND SE PKWY | ATLANTA | GA | 30339 | DISP
nan | nan | nan | nan | BAM4P860009P | 1 | 0 | nan | FUJITSU | fujitsu | MBA3073NC | mba3073nc | UNK | END OF LIFE | 73.5GB 15000 RPM 8MB CACHE SCSI ULTRA320 80PIN 3.5 HD | 1900 CUMBERLAND SE PKWY | ATLANTA | GA | 30339 | DISP
nan | nan | nan | nan | BAM4P8600051 | 1 | 0 | nan | FUJITSU | fujitsu | MBA3073NC | mba3073nc | UNK | END OF LIFE | 73.5GB 15000 RPM 8MB CACHE SCSI ULTRA320 80PIN 3.5 HD | 1900 CUMBERLAND SE PKWY | ATLANTA | GA | 30339 | DISP
nan | nan | nan | nan | BAM4P86000F7 | 1 | 0 | nan | FUJITSU | fujitsu | MBA3073NC | mba3073nc | UNK | END OF LIFE | 73.5GB 15000 RPM 8MB CACHE SCSI ULTRA320 80PIN 3.5 HD | 1900 CUMBERLAND SE PKWY | ATLANTA | GA | 30339 | DISP
nan | nan | nan | nan | BAM4P8600099 | 1 | 0 | nan | FUJITSU | fujitsu | MBA3073NC | mba3073nc | UNK | END OF LIFE | 73.5GB 15000 RPM 8MB CACHE SCSI ULTRA320 80PIN 3.5 HD | 1900 CUMBERLAND SE PKWY | ATLANTA | GA | 30339 | DISP
nan | nan | nan | nan | BAM4P86000CK | 1 | 0 | nan | FUJITSU | fujitsu | MBA3073NC | mba3073nc | UNK | END OF LIFE | 73.5GB 15000 RPM 8MB CACHE SCSI ULTRA320 80PIN 3.5 HD | 1900 CUMBERLAND SE PKWY | ATLANTA | GA | 30339 | DISP
nan | nan | nan | nan | BAM4P88001FL | 1 | 0 | nan | FUJITSU | fujitsu | MBA3073NC | mba3073nc | UNK | END OF LIFE | 73.5GB 15000 RPM 8MB CACHE SCSI ULTRA320 80PIN 3.5 HD | 1900 CUMBERLAND SE PKWY | ATLANTA | GA | 30339 | DISP
nan | nan | nan | nan | BAM4P8600096 | 1 | 0 | nan | FUJITSU | fujitsu | MBA3073NC | mba3073nc | UNK | END OF LIFE | 73.5GB 15000 RPM 8MB CACHE SCSI ULTRA320 80PIN 3.5 HD | 1900 CUMBERLAND SE PKWY | ATLANTA | GA | 30339 | DISP
nan | nan | nan | nan | BAM4P86000A2 | 1 | 0 | nan | FUJITSU | fujitsu | MBA3073NC | mba3073nc | UNK | END OF LIFE | 73.5GB 15000 RPM 8MB CACHE SCSI ULTRA320 80PIN 3.5 HD | 1900 CUMBERLAND SE PKWY | ATLANTA | GA | 30339 | DISP
nan | nan | nan | nan | BAM4P86000F2 | 1 | 0 | nan | FUJITSU | fujitsu | MBA3073NC | mba3073nc | UNK | END OF LIFE | 73.5GB 15000 RPM 8MB CACHE SCSI ULTRA320 80PIN 3.5 HD | 1900 CUMBERLAND SE PKWY | ATLANTA | GA | 30339 | DISP
nan | nan | nan | nan | BAM4P86000D0 | 1 | 0 | nan | FUJITSU | fujitsu | MBA3073NC | mba3073nc | UNK | END OF LIFE | 73.5GB 15000 RPM 8MB CACHE SCSI ULTRA320 80PIN 3.5 HD | 1900 CUMBERLAND SE PKWY | ATLANTA | GA | 30339 | DISP
nan | nan | nan | nan | BAM4P86000AC | 1 | 0 | nan | FUJITSU | fujitsu | MBA3073NC | mba3073nc | UNK | END OF LIFE | 73.5GB 15000 RPM 8MB CACHE SCSI ULTRA320 80PIN 3.5 HD | 1900 CUMBERLAND SE PKWY | ATLANTA | GA | 30339 | DISP
nan | nan | nan | nan | BAM4P88001D4 | 1 | 0 | nan | FUJITSU | fujitsu | MBA3073NC | mba3073nc | UNK | END OF LIFE | 73.5GB 15000 RPM 8MB CACHE SCSI ULTRA320 80PIN 3.5 HD | 1900 CUMBERLAND SE PKWY | ATLANTA | GA | 30339 | DISP
nan | nan | nan | nan | BAM4P860009D | 1 | 0 | nan | FUJITSU | fujitsu | MBA3073NC | mba3073nc | UNK | END OF LIFE | 73.5GB 15000 RPM 8MB CACHE SCSI ULTRA320 80PIN 3.5 HD | 1900 CUMBERLAND SE PKWY | ATLANTA | GA | 30339 | DISP
nan | nan | nan | nan | BAM4P98003JE | 1 | 0 | nan | FUJITSU | fujitsu | MBA3073NC | mba3073nc | UNK | END OF LIFE | 73.5GB 15000 RPM 8MB CACHE SCSI ULTRA320 80PIN 3.5 HD | 1900 CUMBERLAND SE PKWY | ATLANTA | GA | 30339 | DISP
nan | nan | nan | nan | BAM4P86000EV | 1 | 0 | nan | FUJITSU | fujitsu | MBA3073NC | mba3073nc | UNK | END OF LIFE | 73.5GB 15000 RPM 8MB CACHE SCSI ULTRA320 80PIN 3.5 HD | 1900 CUMBERLAND SE PKWY | ATLANTA | GA | 30339 | DISP
nan | nan | nan | nan | BAM4P88001C4 | 1 | 0 | nan | FUJITSU | fujitsu | MBA3073NC | mba3073nc | UNK | END OF LIFE | 73.5GB 15000 RPM 8MB CACHE SCSI ULTRA320 80PIN 3.5 HD | 1900 CUMBERLAND SE PKWY | ATLANTA | GA | 30339 | DISP
nan | nan | nan | nan | BAM4P88001CY | 1 | 0 | nan | FUJITSU | fujitsu | MBA3073NC | mba3073nc | UNK | END OF LIFE | 73.5GB 15000 RPM 8MB CACHE SCSI ULTRA320 80PIN 3.5 HD | 1900 CUMBERLAND SE PKWY | ATLANTA | GA | 30339 | DISP
nan | nan | nan | nan | BAM4P860004T | 1 | 0 | nan | FUJITSU | fujitsu | MBA3073NC | mba3073nc | UNK | END OF LIFE | 73.5GB 15000 RPM 8MB CACHE SCSI ULTRA320 80PIN 3.5 HD | 1900 CUMBERLAND SE PKWY | ATLANTA | GA | 30339 | DISP
nan | nan | nan | nan | BAM4P88001CB | 1 | 0 | nan | FUJITSU | fujitsu | MBA3073NC | mba3073nc | UNK | END OF LIFE | 73.5GB 15000 RPM 8MB CACHE SCSI ULTRA320 80PIN 3.5 HD | 1900 CUMBERLAND SE PKWY | ATLANTA | GA | 30339 | DISP
nan | nan | nan | nan | BAM4P860006K | 1 | 0 | nan | FUJITSU | fujitsu | MBA3073NC | mba3073nc | UNK | END OF LIFE | 73.5GB 15000 RPM 8MB CACHE SCSI ULTRA320 80PIN 3.5 HD | 1900 CUMBERLAND SE PKWY | ATLANTA | GA | 30339 | DISP
nan | nan | nan | nan | BAM4P880018M | 1 | 0 | nan | FUJITSU | fujitsu | MBA3073NC | mba3073nc | UNK | END OF LIFE | 73.5GB 15000 RPM 8MB CACHE SCSI ULTRA320 80PIN 3.5 HD | 1900 CUMBERLAND SE PKWY | ATLANTA | GA | 30339 | DISP
nan | nan | nan | nan | BAM4P86000A8 | 1 | 0 | nan | FUJITSU | fujitsu | MBA3073NC | mba3073nc | UNK | END OF LIFE | 73.5GB 15000 RPM 8MB CACHE SCSI ULTRA320 80PIN 3.5 HD | 1900 CUMBERLAND SE PKWY | ATLANTA | GA | 30339 | DISP
nan | nan | nan | nan | BAM4PD8003Y8 | 1 | 0 | nan | FUJITSU | fujitsu | MBA3073NC | mba3073nc | UNK | END OF LIFE | 73.5GB 15000 RPM 8MB CACHE SCSI ULTRA320 80PIN 3.5 HD | 1900 CUMBERLAND SE PKWY | ATLANTA | GA | 30339 | DISP
nan | nan | nan | nan | BAM4P86000CN | 1 | 0 | nan | FUJITSU | fujitsu | MBA3073NC | mba3073nc | UNK | END OF LIFE | 73.5GB 15000 RPM 8MB CACHE SCSI ULTRA320 80PIN 3.5 HD | 1900 CUMBERLAND SE PKWY | ATLANTA | GA | 30339 | DISP
nan | nan | nan | nan | BAM4P860004J | 1 | 0 | nan | FUJITSU | fujitsu | MBA3073NC | mba3073nc | UNK | END OF LIFE | 73.5GB 15000 RPM 8MB CACHE SCSI ULTRA320 80PIN 3.5 HD | 1900 CUMBERLAND SE PKWY | ATLANTA | GA | 30339 | DISP
nan | nan | nan | nan | BAM4P86000A0 | 1 | 0 | nan | FUJITSU | fujitsu | MBA3073NC | mba3073nc | UNK | END OF LIFE | 73.5GB 15000 RPM 8MB CACHE SCSI ULTRA320 80PIN 3.5 HD | 1900 CUMBERLAND SE PKWY | ATLANTA | GA | 30339 | DISP
nan | nan | nan | nan | BAM4P86000CY | 1 | 0 | nan | FUJITSU | fujitsu | MBA3073NC | mba3073nc | UNK | END OF LIFE | 73.5GB 15000 RPM 8MB CACHE SCSI ULTRA320 80PIN 3.5 HD | 1900 CUMBERLAND SE PKWY | ATLANTA | GA | 30339 | DISP
nan | nan | nan | nan | BAM4P880017P | 1 | 0 | nan | FUJITSU | fujitsu | MBA3073NC | mba3073nc | UNK | END OF LIFE | 73.5GB 15000 RPM 8MB CACHE SCSI ULTRA320 80PIN 3.5 HD | 1900 CUMBERLAND SE PKWY | ATLANTA | GA | 30339 | DISP
nan | nan | nan | nan | BAM4P86000AP | 1 | 0 | nan | FUJITSU | fujitsu | MBA3073NC | mba3073nc | UNK | END OF LIFE | 73.5GB 15000 RPM 8MB CACHE SCSI ULTRA320 80PIN 3.5 HD | 1900 CUMBERLAND SE PKWY | ATLANTA | GA | 30339 | DISP
nan | nan | nan | nan | BAM4P86000CT | 1 | 0 | nan | FUJITSU | fujitsu | MBA3073NC | mba3073nc | UNK | END OF LIFE | 73.5GB 15000 RPM 8MB CACHE SCSI ULTRA320 80PIN 3.5 HD | 1900 CUMBERLAND SE PKWY | ATLANTA | GA | 30339 | DISP
nan | nan | nan | nan | nan | 2 | 0 | nan | C-COR | ccor | MDV6101VEN4 | mdv6101ven4 | UNK | END OF LIFE | ADC MDV6101VEN4 DV6000 10-BIT 4-AUD ENCODER | 124 Action ST | Maynard | MA | 1754 | DISP
nan | nan | nan | nan | nan | 18 | 0 | nan | ATX NETWORKS INC | atxnetworksinc | MP16 | mp16 | UNK | END OF LIFE | ATX MAXNET PANEL PATCH 16 PORT DUAL SLOT | 124 Action ST | Maynard | MA | 1754 | DISP
nan | nan | nan | nan | nan | 40 | 0 | nan | MAXNET | maxnet | MP4-2C | mp42c | UNK | END OF LIFE | MAXNET MP4-2C DUAL 4-WAY COMBINER, 1 GHZ MP4-2C | 124 Action ST | Maynard | MA | 1754 | DISP
nan | nan | nan | nan | nan | 7 | 0 | nan | MAXNET | maxnet | MP4-2S | mp42s | UNK | END OF LIFE | DUAL 4-WAY SPLITTER | 2096 N Gateway Blvd | Fresno | CA | 93727 | DISP
nan | nan | nan | nan | nan | 3 | 0 | nan | MAXNET | maxnet | MP4-2S | mp42s | UNK | END OF LIFE | DUAL 4-WAY SPLITTER | 2096 N Gateway Blvd | Fresno | CA | 93727 | DISP
nan | nan | nan | nan | PACJ531300000273 | 1 | 0 | nan | MAXNET | maxnet | MP4-2SC | mp42sc | UNK | END OF LIFE | DUAL 4-WAY SPLITTER / COMBINER | 2096 N Gateway Blvd | Fresno | CA | 93727 | DISP
nan | nan | nan | nan | PACD311400019988 | 1 | 0 | nan | MAXNET | maxnet | MP4-2SC | mp42sc | UNK | END OF LIFE | DUAL 4-WAY SPLITTER / COMBINER | 2096 N Gateway Blvd | Fresno | CA | 93727 | DISP
nan | nan | nan | nan | PACJ531300000264 | 1 | 0 | nan | MAXNET | maxnet | MP4-2SC | mp42sc | UNK | END OF LIFE | DUAL 4-WAY SPLITTER / COMBINER | 2096 N Gateway Blvd | Fresno | CA | 93727 | DISP
nan | nan | nan | nan | PACD311400019989 | 1 | 0 | nan | MAXNET | maxnet | MP4-2SC | mp42sc | UNK | END OF LIFE | DUAL 4-WAY SPLITTER / COMBINER | 2096 N Gateway Blvd | Fresno | CA | 93727 | DISP
nan | nan | nan | nan | PACJ531300000344 | 1 | 0 | nan | MAXNET | maxnet | MP4-2SC | mp42sc | UNK | END OF LIFE | DUAL 4-WAY SPLITTER / COMBINER | 2096 N Gateway Blvd | Fresno | CA | 93727 | DISP
nan | nan | nan | nan | PACJ531300000272 | 1 | 0 | nan | MAXNET | maxnet | MP4-2SC | mp42sc | UNK | END OF LIFE | DUAL 4-WAY SPLITTER / COMBINER | 2096 N Gateway Blvd | Fresno | CA | 93727 | DISP
nan | nan | nan | nan | PACJ531300000263 | 1 | 0 | nan | MAXNET | maxnet | MP4-2SC | mp42sc | UNK | END OF LIFE | DUAL 4-WAY SPLITTER / COMBINER | 2096 N Gateway Blvd | Fresno | CA | 93727 | DISP
nan | nan | nan | nan | PACJ491300000190 | 1 | 0 | nan | MAXNET | maxnet | MP4-2SC | mp42sc | UNK | END OF LIFE | DUAL 4-WAY SPLITTER / COMBINER | 2096 N Gateway Blvd | Fresno | CA | 93727 | DISP
nan | nan | nan | nan | PACD311400020345 | 1 | 0 | nan | MAXNET | maxnet | MP4-2SC | mp42sc | UNK | END OF LIFE | DUAL 4-WAY SPLITTER / COMBINER | 2096 N Gateway Blvd | Fresno | CA | 93727 | DISP
nan | nan | nan | nan | PACD311400019985 | 1 | 0 | nan | MAXNET | maxnet | MP4-2SC | mp42sc | UNK | END OF LIFE | DUAL 4-WAY SPLITTER / COMBINER | 2096 N Gateway Blvd | Fresno | CA | 93727 | DISP
nan | nan | nan | nan | PACD311400020194 | 1 | 0 | nan | MAXNET | maxnet | MP4-2SC | mp42sc | UNK | END OF LIFE | DUAL 4-WAY SPLITTER / COMBINER | 2096 N Gateway Blvd | Fresno | CA | 93727 | DISP
nan | nan | nan | nan | PACD311400020195 | 1 | 0 | nan | MAXNET | maxnet | MP4-2SC | mp42sc | UNK | END OF LIFE | DUAL 4-WAY SPLITTER / COMBINER | 2096 N Gateway Blvd | Fresno | CA | 93727 | DISP
nan | nan | nan | nan | PACD311400019982 | 1 | 0 | nan | MAXNET | maxnet | MP4-2SC | mp42sc | UNK | END OF LIFE | DUAL 4-WAY SPLITTER / COMBINER | 2096 N Gateway Blvd | Fresno | CA | 93727 | DISP
nan | nan | nan | nan | PACJ491300000429 | 1 | 0 | nan | MAXNET | maxnet | MP4-2SC | mp42sc | UNK | END OF LIFE | DUAL 4-WAY SPLITTER / COMBINER | 2096 N Gateway Blvd | Fresno | CA | 93727 | DISP
nan | nan | nan | nan | PACD311400019987 | 1 | 0 | nan | MAXNET | maxnet | MP4-2SC | mp42sc | UNK | END OF LIFE | DUAL 4-WAY SPLITTER / COMBINER | 2096 N Gateway Blvd | Fresno | CA | 93727 | DISP
nan | nan | nan | nan | PACD311400019986 | 1 | 0 | nan | MAXNET | maxnet | MP4-2SC | mp42sc | UNK | END OF LIFE | DUAL 4-WAY SPLITTER / COMBINER | 2096 N Gateway Blvd | Fresno | CA | 93727 | DISP
nan | nan | nan | nan | PACD311400019990 | 1 | 0 | nan | MAXNET | maxnet | MP4-2SC | mp42sc | UNK | END OF LIFE | DUAL 4-WAY SPLITTER / COMBINER | 2096 N Gateway Blvd | Fresno | CA | 93727 | DISP
nan | nan | nan | nan | PACD301400019673 | 1 | 0 | nan | MAXNET | maxnet | MP4-2SC | mp42sc | UNK | END OF LIFE | DUAL 4-WAY SPLITTER / COMBINER | 2096 N Gateway Blvd | Fresno | CA | 93727 | DISP
nan | nan | nan | nan | PACD311400020218 | 1 | 0 | nan | MAXNET | maxnet | MP4-2SC | mp42sc | UNK | END OF LIFE | DUAL 4-WAY SPLITTER / COMBINER | 2096 N Gateway Blvd | Fresno | CA | 93727 | DISP
nan | nan | nan | nan | PACD311400020199 | 1 | 0 | nan | MAXNET | maxnet | MP4-2SC | mp42sc | UNK | END OF LIFE | DUAL 4-WAY SPLITTER / COMBINER | 2096 N Gateway Blvd | Fresno | CA | 93727 | DISP
nan | nan | nan | nan | nan | 432 | 0 | nan | ATX NETWORKS INC | atxnetworksinc | MP8 | mp8 | UNK | END OF LIFE | Splitter/Combiner 8 Port | 2096 N Gateway Blvd | Fresno | CA | 93727 | DISP
nan | nan | nan | nan | nan | 145 | 0 | nan | ATX NETWORKS INC | atxnetworksinc | MP8 | mp8 | UNK | END OF LIFE | Splitter/Combiner 8 Port | 2096 N Gateway Blvd | Fresno | CA | 93727 | DISP
nan | nan | nan | nan | nan | 1 | 0 | nan | MAXCOM | maxcom | MX270T/2 | mx270t2 | UNK | END OF LIFE | MX270T/2 2CH DVB-ASI TRANSMITTER | 2096 N Gateway Blvd | Fresno | CA | 93727 | DISP
nan | nan | nan | nan | nan | 10 | 0 | nan | ADC TELECO | adcteleco | N-MCF24M0 | nmcf24m0 | UNK | END OF LIFE | 3 X 2:1 SPLITTER. ADC TELECOMMUNICATIONS | 2096 N Gateway Blvd | Fresno | CA | 93727 | DISP
nan | nan | nan | nan | nan | 10 | 0 | nan | ADC TELECO | adcteleco | N-MCF24M0 | nmcf24m0 | UNK | END OF LIFE | 3 X 2:1 SPLITTER. ADC TELECOMMUNICATIONS | 2096 N Gateway Blvd | Fresno | CA | 93727 | DISP
nan | nan | nan | nan | nan | 1 | 0 | nan | ADC TELECO | adcteleco | N-MCF24M0 | nmcf24m0 | UNK | END OF LIFE | 3 X 2:1 SPLITTER. ADC TELECOMMUNICATIONS | 124 Action ST | Maynard | MA | 1754 | DISP
nan | nan | nan | nan | nan | 39 | 0 | nan | ATX NETWORKS INC | atxnetworksinc | N-MCF32M0 | nmcf32m0 | UNK | END OF LIFE | ATX N-MCF32M0 0dB DEFLT F CONN 3x2:1 COMBINER W/MONITOR | 2096 N Gateway Blvd | Fresno | CA | 93727 | DISP
nan | nan | nan | nan | nan | 35 | 0 | nan | ADC TELECO | adcteleco | N-MSF32M0 | nmsf32m0 | UNK | END OF LIFE | ADC N-MSF32M0 SIGNALON 1GHZ F CON 3X2.1 0 dB SPLITR W/ MNTR | 2096 N Gateway Blvd | Fresno | CA | 93727 | DISP
nan | nan | nan | nan | 111008482 | 1 | 0 | nan | ARRIS | arris | OMZ04M6FB6F1 | omz04m6fb6f1 | UNK | END OF LIFE | CW2 DWDM OPT MUX, ITU CH 21,22,24,26, LGX | 2096 N Gateway Blvd | Fresno | CA | 93727 | DISP
nan | nan | nan | nan | 208004D | 1 | 0 | nan | ARRIS | arris | OP15D40U-0-99-AS | op15d40u099as | UNK | END OF LIFE | Demux 40x 100GHz CH 20-59 | 2096 N Gateway Blvd | Fresno | CA | 93727 | DISP
nan | nan | nan | nan | E7F0976 | 1 | 0 | nan | AURORA NETWORKS | auroranetworks | OP34F1D-1610-0-00-AS | op34f1d1610000as | UNK | END OF LIFE | OP34F1D 1610NM STD SC/APC DL-PKD SGL-CHNL CWDM OPT FILTER | 2096 N Gateway Blvd | Fresno | CA | 93727 | DISP
nan | nan | nan | nan | 208255E | 1 | 0 | nan | AURORA NETWORKS | auroranetworks | OP35D4R-1-99-AS | op35d4r199as | UNK | END OF LIFE | DEMUX 4 100GHZ ITU CHANNEL | 2096 N Gateway Blvd | Fresno | CA | 93727 | DISP
nan | nan | nan | nan | 004269A | 1 | 0 | nan | AURORA NETWORKS | auroranetworks | OP35D4R-1-99-AS | op35d4r199as | UNK | END OF LIFE | DEMUX 4 100GHZ ITU CHANNEL | 2096 N Gateway Blvd | Fresno | CA | 93727 | DISP
nan | nan | nan | nan | GFT21390103 | 1 | 0 | nan | CISCO | cisco | OPLGX-MD16-2162-LQ | oplgxmd162162lq | UNK | END OF LIFE | LGX MXDX-16CH-IWDM-LC/APC-DTP | 124 Action ST | Maynard | MA | 1754 | DISP
nan | nan | nan | nan | nan | 2 | 0 | nan | CISCO | cisco | OPLGX-MD20-2039-LQ | oplgxmd202039lq | UNK | END OF LIFE | LGX MXDX 20CH-ITU20-39, LC/APC | 124 Action ST | Maynard | MA | 1754 | DISP
nan | nan | nan | nan | GFT22330110 | 1 | 0 | nan | CISCO | cisco | OPLGX-MD40-2059-LQ | oplgxmd402059lq | UNK | END OF LIFE | Dual wide LGX-MXDX-40 ch ITU 20-59 using quad LC/APC | 124 Action ST | Maynard | MA | 1754 | DISP
nan | nan | nan | nan | E7A2341 | 1 | 0 | nan | AURORA NETWORKS | auroranetworks | PS3148D | ps3148d | UNK | END OF LIFE | USE CIFA 92146 250W PWER SUPPLY&CONTROLLER MODULE WITH DISPL | 2096 N Gateway Blvd | Fresno | CA | 93727 | DISP
nan | nan | nan | nan | E3A9793 | 1 | 0 | nan | AURORA NETWORKS | auroranetworks | PS3148D | ps3148d | UNK | END OF LIFE | USE CIFA 92146 250W PWER SUPPLY&CONTROLLER MODULE WITH DISPL | 2096 N Gateway Blvd | Fresno | CA | 93727 | DISP
nan | nan | nan | nan | D7A7748 | 1 | 0 | nan | AURORA NETWORKS | auroranetworks | PS3148D | ps3148d | UNK | END OF LIFE | USE CIFA 92146 250W PWER SUPPLY&CONTROLLER MODULE WITH DISPL | 2096 N Gateway Blvd | Fresno | CA | 93727 | DISP
nan | nan | nan | nan | E7A2396 | 1 | 0 | nan | AURORA NETWORKS | auroranetworks | PS3148D | ps3148d | UNK | END OF LIFE | USE CIFA 92146 250W PWER SUPPLY&CONTROLLER MODULE WITH DISPL | 2096 N Gateway Blvd | Fresno | CA | 93727 | DISP
nan | nan | nan | nan | E7A2388 | 1 | 0 | nan | AURORA NETWORKS | auroranetworks | PS3148D | ps3148d | UNK | END OF LIFE | USE CIFA 92146 250W PWER SUPPLY&CONTROLLER MODULE WITH DISPL | 2096 N Gateway Blvd | Fresno | CA | 93727 | DISP
nan | nan | nan | nan | E2A7155 | 1 | 0 | nan | AURORA NETWORKS | auroranetworks | PS3148D | ps3148d | UNK | END OF LIFE | USE CIFA 92146 250W PWER SUPPLY&CONTROLLER MODULE WITH DISPL | 2096 N Gateway Blvd | Fresno | CA | 93727 | DISP
nan | nan | nan | nan | PS3148.F412301 | 1 | 0 | nan | AURORA NETWORKS | auroranetworks | PS3148D | ps3148d | NEW | END OF LIFE | USE CIFA 92146 250W PWER SUPPLY&CONTROLLER MODULE WITH DISPL | 2096 N Gateway Blvd | Fresno | CA | 93727 | DISP
nan | nan | nan | nan | E810598 | 1 | 0 | nan | AURORA NETWORKS | auroranetworks | PS3148N | ps3148n | UNK | END OF LIFE | 250W POWER SUPPLY AND CONTROLLER MODULE W/O DISPLAY | 2096 N Gateway Blvd | Fresno | CA | 93727 | DISP
nan | nan | nan | nan | D8A7399 | 1 | 0 | nan | AURORA NETWORKS | auroranetworks | PS3148N | ps3148n | UNK | END OF LIFE | 250W POWER SUPPLY AND CONTROLLER MODULE W/O DISPLAY | 2096 N Gateway Blvd | Fresno | CA | 93727 | DISP
nan | nan | nan | nan | E810590 | 1 | 0 | nan | AURORA NETWORKS | auroranetworks | PS3148N | ps3148n | UNK | END OF LIFE | 250W POWER SUPPLY AND CONTROLLER MODULE W/O DISPLAY | 2096 N Gateway Blvd | Fresno | CA | 93727 | DISP
nan | nan | nan | nan | DCA3011 | 1 | 0 | nan | AURORA NETWORKS | auroranetworks | PS3148N | ps3148n | UNK | END OF LIFE | 250W POWER SUPPLY AND CONTROLLER MODULE W/O DISPLAY | 2096 N Gateway Blvd | Fresno | CA | 93727 | DISP
nan | nan | nan | nan | F312C89 | 1 | 0 | nan | AURORA NETWORKS | auroranetworks | PS3148N | ps3148n | UNK | END OF LIFE | 250W POWER SUPPLY AND CONTROLLER MODULE W/O DISPLAY | 2096 N Gateway Blvd | Fresno | CA | 93727 | DISP
nan | nan | nan | nan | F5117C5 | 1 | 0 | nan | AURORA NETWORKS | auroranetworks | PS3148N | ps3148n | UNK | END OF LIFE | 250W POWER SUPPLY AND CONTROLLER MODULE W/O DISPLAY | 2096 N Gateway Blvd | Fresno | CA | 93727 | DISP
nan | nan | nan | nan | DCA2955 | 1 | 0 | nan | AURORA NETWORKS | auroranetworks | PS3148N | ps3148n | UNK | END OF LIFE | 250W POWER SUPPLY AND CONTROLLER MODULE W/O DISPLAY | 2096 N Gateway Blvd | Fresno | CA | 93727 | DISP
nan | nan | nan | nan | nan | 2 | 0 | nan | JUNIPER | juniper | RE-S-2000 | res2000 | UNK | END OF LIFE | Routing Engine 4GB RAM 1GB CF MX480 MX960 | 124 Action ST | Maynard | MA | 1754 | DISP
nan | nan | nan | nan | nan | 1 | 0 | nan | TEKRON COMMUNICATION SYSTEMS | tekroncommunicationsystems | RMS2HB-1 | rms2hb1 | UNK | END OF LIFE | RF PILOT HUB REDUNDANCY AUTOMATIC SWITCH | 124 Action ST | Maynard | MA | 1754 | DISP
nan | nan | nan | nan | nan | 2 | 0 | nan | GENERAL INSTRUMENT | generalinstrument | RPD-2000 | rpd2000 | UNK | END OF LIFE | General Instrument RPD-2000 Return Path Demodulator | 124 Action ST | Maynard | MA | 1754 | DISP
nan | nan | nan | nan | 72822 | 1 | 0 | nan | HARMONIC | harmonic | RPR2210-AS-2A | rpr2210as2a | UNK | END OF LIFE | HARMONIC DRIVE DUAL RETURN PATH RECEIVER | 2096 N Gateway Blvd | Fresno | CA | 93727 | DISP
nan | nan | nan | nan | 72741 | 1 | 0 | nan | HARMONIC | harmonic | RPR2210-AS-2A | rpr2210as2a | UNK | END OF LIFE | HARMONIC DRIVE DUAL RETURN PATH RECEIVER | 2096 N Gateway Blvd | Fresno | CA | 93727 | DISP
nan | nan | nan | nan | 88142 | 1 | 0 | nan | HARMONIC | harmonic | RPR2210-AS-2A | rpr2210as2a | UNK | END OF LIFE | HARMONIC DRIVE DUAL RETURN PATH RECEIVER | 2096 N Gateway Blvd | Fresno | CA | 93727 | DISP
nan | nan | nan | nan | 01038484 | 1 | 0 | nan | HARMONIC | harmonic | RPR2220-AS-1 | rpr2220as1 | UNK | END OF LIFE | HARMONIC RPR2220-AS-1 DUAL RETURN PATH RECEIVER | 2096 N Gateway Blvd | Fresno | CA | 93727 | DISP
nan | nan | nan | nan | AA03A13599 | 1 | 0 | nan | AURORA NETWORKS | auroranetworks | RR4010-00-PI | rr401000pi | UNK | END OF LIFE | Receiver Dual Pluggable SFP 3 GBPS - APD DR | 2096 N Gateway Blvd | Fresno | CA | 93727 | DISP
nan | nan | nan | nan | 158462 | 1 | 0 | nan | HARMONIC | harmonic | R-RPR2210-AS-7 | rrpr2210as7 | UNK | END OF LIFE | HARMONIC R-RPR2210-AS-7 DUAL RETURN PATH RECEIVER | 2096 N Gateway Blvd | Fresno | CA | 93727 | DISP
nan | nan | nan | nan | 0300130442 | 1 | 0 | nan | HARMONIC | harmonic | R-RPR2210-AS-7 | rrpr2210as7 | UNK | END OF LIFE | HARMONIC R-RPR2210-AS-7 DUAL RETURN PATH RECEIVER | 2096 N Gateway Blvd | Fresno | CA | 93727 | DISP
nan | nan | nan | nan | 0300062088 | 1 | 0 | nan | HARMONIC | harmonic | R-RPR2210-AS-7 | rrpr2210as7 | UNK | END OF LIFE | HARMONIC R-RPR2210-AS-7 DUAL RETURN PATH RECEIVER | 2096 N Gateway Blvd | Fresno | CA | 93727 | DISP
nan | nan | nan | nan | 054351386 | 1 | 0 | nan | HARMONIC | harmonic | R-RPR2210-AS-7 | rrpr2210as7 | UNK | END OF LIFE | HARMONIC R-RPR2210-AS-7 DUAL RETURN PATH RECEIVER | 2096 N Gateway Blvd | Fresno | CA | 93727 | DISP
nan | nan | nan | nan | 0300101634 | 1 | 0 | nan | HARMONIC | harmonic | R-RPR2210-AS-7 | rrpr2210as7 | UNK | END OF LIFE | HARMONIC R-RPR2210-AS-7 DUAL RETURN PATH RECEIVER | 2096 N Gateway Blvd | Fresno | CA | 93727 | DISP
nan | nan | nan | nan | 01029268 | 1 | 0 | nan | HARMONIC | harmonic | R-RPR2210-AS-7 | rrpr2210as7 | UNK | END OF LIFE | HARMONIC R-RPR2210-AS-7 DUAL RETURN PATH RECEIVER | 2096 N Gateway Blvd | Fresno | CA | 93727 | DISP
nan | nan | nan | nan | 0399440721 | 1 | 0 | nan | HARMONIC | harmonic | R-RPR2210-AS-7 | rrpr2210as7 | UNK | END OF LIFE | HARMONIC R-RPR2210-AS-7 DUAL RETURN PATH RECEIVER | 2096 N Gateway Blvd | Fresno | CA | 93727 | DISP
nan | nan | nan | nan | 156602 | 1 | 0 | nan | HARMONIC | harmonic | R-RPR2210-AS-7 | rrpr2210as7 | UNK | END OF LIFE | HARMONIC R-RPR2210-AS-7 DUAL RETURN PATH RECEIVER | 2096 N Gateway Blvd | Fresno | CA | 93727 | DISP
nan | nan | nan | nan | 01148043 | 1 | 0 | nan | HARMONIC | harmonic | R-RPR2210-AS-7 | rrpr2210as7 | UNK | END OF LIFE | HARMONIC R-RPR2210-AS-7 DUAL RETURN PATH RECEIVER | 2096 N Gateway Blvd | Fresno | CA | 93727 | DISP
nan | nan | nan | nan | 132222 | 1 | 0 | nan | HARMONIC | harmonic | R-RPR2210-AS-7 | rrpr2210as7 | UNK | END OF LIFE | HARMONIC R-RPR2210-AS-7 DUAL RETURN PATH RECEIVER | 2096 N Gateway Blvd | Fresno | CA | 93727 | DISP
nan | nan | nan | nan | 0300090542 | 1 | 0 | nan | HARMONIC | harmonic | R-RPR2210-AS-7 | rrpr2210as7 | UNK | END OF LIFE | HARMONIC R-RPR2210-AS-7 DUAL RETURN PATH RECEIVER | 2096 N Gateway Blvd | Fresno | CA | 93727 | DISP
nan | nan | nan | nan | 0399450459 | 1 | 0 | nan | HARMONIC | harmonic | R-RPR2210-AS-7 | rrpr2210as7 | UNK | END OF LIFE | HARMONIC R-RPR2210-AS-7 DUAL RETURN PATH RECEIVER | 2096 N Gateway Blvd | Fresno | CA | 93727 | DISP
nan | nan | nan | nan | K3478 | 1 | 0 | nan | SEACHANGE | seachange | SCSJ24012S | scsj24012s | UNK | END OF LIFE | SEACHANGE SCSJ24012S SEAC-011 RM 4U 12BAY SCSI VIDEO UNIT | 4545 Stonegate Industrial Blvd | Stone Mountain | GA | 30083 | DISP
nan | nan | nan | nan | K2963 | 1 | 0 | nan | SEACHANGE | seachange | SCSJ24012S | scsj24012s | UNK | END OF LIFE | SEACHANGE SCSJ24012S SEAC-011 RM 4U 12BAY SCSI VIDEO UNIT | 4545 Stonegate Industrial Blvd | Stone Mountain | GA | 30083 | DISP
nan | nan | nan | nan | K3392 | 1 | 0 | nan | SEACHANGE | seachange | SCSJ24012S | scsj24012s | UNK | END OF LIFE | SEACHANGE SCSJ24012S SEAC-011 RM 4U 12BAY SCSI VIDEO UNIT | 4545 Stonegate Industrial Blvd | Stone Mountain | GA | 30083 | DISP
nan | nan | nan | nan | K3149 | 1 | 0 | nan | SEACHANGE | seachange | SCSJ24012S | scsj24012s | UNK | END OF LIFE | SEACHANGE SCSJ24012S SEAC-011 RM 4U 12BAY SCSI VIDEO UNIT | 4545 Stonegate Industrial Blvd | Stone Mountain | GA | 30083 | DISP
nan | nan | nan | nan | K2978 | 1 | 0 | nan | SEACHANGE | seachange | SCSJ24012S | scsj24012s | UNK | END OF LIFE | SEACHANGE SCSJ24012S SEAC-011 RM 4U 12BAY SCSI VIDEO UNIT | 4545 Stonegate Industrial Blvd | Stone Mountain | GA | 30083 | DISP
nan | nan | nan | nan | K3546 | 1 | 0 | nan | SEACHANGE | seachange | SCSJ24012S | scsj24012s | UNK | END OF LIFE | SEACHANGE SCSJ24012S SEAC-011 RM 4U 12BAY SCSI VIDEO UNIT | 4545 Stonegate Industrial Blvd | Stone Mountain | GA | 30083 | DISP
nan | nan | nan | nan | K3016 | 1 | 0 | nan | SEACHANGE | seachange | SCSJ24012S | scsj24012s | UNK | END OF LIFE | SEACHANGE SCSJ24012S SEAC-011 RM 4U 12BAY SCSI VIDEO UNIT | 4545 Stonegate Industrial Blvd | Stone Mountain | GA | 30083 | DISP
nan | nan | nan | nan | K3745 | 1 | 0 | nan | SEACHANGE | seachange | SCSJ24012S | scsj24012s | UNK | END OF LIFE | SEACHANGE SCSJ24012S SEAC-011 RM 4U 12BAY SCSI VIDEO UNIT | 4545 Stonegate Industrial Blvd | Stone Mountain | GA | 30083 | DISP
nan | nan | nan | nan | K2955 | 1 | 0 | nan | SEACHANGE | seachange | SCSJ24012S | scsj24012s | UNK | END OF LIFE | SEACHANGE SCSJ24012S SEAC-011 RM 4U 12BAY SCSI VIDEO UNIT | 4545 Stonegate Industrial Blvd | Stone Mountain | GA | 30083 | DISP
nan | nan | nan | nan | K3435 | 1 | 0 | nan | SEACHANGE | seachange | SCSJ24012S | scsj24012s | UNK | END OF LIFE | SEACHANGE SCSJ24012S SEAC-011 RM 4U 12BAY SCSI VIDEO UNIT | 4545 Stonegate Industrial Blvd | Stone Mountain | GA | 30083 | DISP
nan | nan | nan | nan | 320986914200007700020002 | 1 | 0 | nan | POWER-ONE INC. | poweroneinc | SFD550-S101G | sfd550s101g | UNK | END OF LIFE | POWER-ONE SFD550-S101G 450W POWER SUPPLY UNIT | 2096 N Gateway Blvd | Fresno | CA | 93727 | DISP
nan | nan | nan | nan | FNS150613M3 | 1 | 0 | nan | CISCO | cisco | SFP-GE-S | sfpges | UNK | END OF LIFE | Cisco 1000Base-SX SFP | 1900 CUMBERLAND SE PKWY | ATLANTA | GA | 30339 | DISP
nan | nan | nan | nan | FNS150614S1 | 1 | 0 | nan | CISCO | cisco | SFP-GE-S | sfpges | UNK | END OF LIFE | Cisco 1000Base-SX SFP | 1900 CUMBERLAND SE PKWY | ATLANTA | GA | 30339 | DISP
nan | nan | nan | nan | APCR366 | 1 | 0 | nan | ARTESYN | artesyn | SPLC-20-4-1 | splc2041 | UNK | END OF LIFE | OPTICAL FIBER CHANNEL TRANSCEIVER | 4545 Stonegate Industrial Blvd | Stone Mountain | GA | 30083 | DISP
nan | nan | nan | nan | 3LM0HZEZ | 1 | 0 | nan | SEAGATE | seagate | ST3300555SS | st3300555ss | UNK | END OF LIFE | 300GB 10K INTERNAL RPM 3.5 | 1900 CUMBERLAND SE PKWY | ATLANTA | GA | 30339 | DISP
nan | nan | nan | nan | 3LM0GL5B | 1 | 0 | nan | SEAGATE | seagate | ST3300555SS | st3300555ss | UNK | END OF LIFE | 300GB 10K INTERNAL RPM 3.5 | 1900 CUMBERLAND SE PKWY | ATLANTA | GA | 30339 | DISP
nan | nan | nan | nan | 3LM0GL8F | 1 | 0 | nan | SEAGATE | seagate | ST3300555SS | st3300555ss | UNK | END OF LIFE | 300GB 10K INTERNAL RPM 3.5 | 1900 CUMBERLAND SE PKWY | ATLANTA | GA | 30339 | DISP
nan | nan | nan | nan | 3LM0HGBW | 1 | 0 | nan | SEAGATE | seagate | ST3300555SS | st3300555ss | UNK | END OF LIFE | 300GB 10K INTERNAL RPM 3.5 | 1900 CUMBERLAND SE PKWY | ATLANTA | GA | 30339 | DISP
nan | nan | nan | nan | 3LM0HHJA | 1 | 0 | nan | SEAGATE | seagate | ST3300555SS | st3300555ss | UNK | END OF LIFE | 300GB 10K INTERNAL RPM 3.5 | 1900 CUMBERLAND SE PKWY | ATLANTA | GA | 30339 | DISP
nan | nan | nan | nan | 3LM16NL6 | 1 | 0 | nan | SEAGATE | seagate | ST3300555SS | st3300555ss | UNK | END OF LIFE | 300GB 10K INTERNAL RPM 3.5 | 1900 CUMBERLAND SE PKWY | ATLANTA | GA | 30339 | DISP
nan | nan | nan | nan | 6SJ1TWZL | 1 | 0 | nan | DELL | dell | ST3300656SS | st3300656ss | UNK | END OF LIFE | DELL ST3300656SS 300GB SAS 15K RPM 3GB/S 3.5" FF 16MB HDD | 1900 CUMBERLAND SE PKWY | ATLANTA | GA | 30339 | DISP
nan | nan | nan | nan | 6SJ7GHNL | 1 | 0 | nan | DELL | dell | ST3300656SS | st3300656ss | UNK | END OF LIFE | DELL ST3300656SS 300GB SAS 15K RPM 3GB/S 3.5" FF 16MB HDD | 1900 CUMBERLAND SE PKWY | ATLANTA | GA | 30339 | DISP
nan | nan | nan | nan | 6SJ7J7WW | 1 | 0 | nan | DELL | dell | ST3300656SS | st3300656ss | UNK | END OF LIFE | DELL ST3300656SS 300GB SAS 15K RPM 3GB/S 3.5" FF 16MB HDD | 1900 CUMBERLAND SE PKWY | ATLANTA | GA | 30339 | DISP
nan | nan | nan | nan | 3QP2MFQX | 1 | 0 | nan | DELL | dell | ST3300656SS | st3300656ss | UNK | END OF LIFE | DELL ST3300656SS 300GB SAS 15K RPM 3GB/S 3.5" FF 16MB HDD | 1900 CUMBERLAND SE PKWY | ATLANTA | GA | 30339 | DISP
nan | nan | nan | nan | 3SJ1Y32H | 1 | 0 | nan | DELL | dell | ST3300656SS | st3300656ss | UNK | END OF LIFE | DELL ST3300656SS 300GB SAS 15K RPM 3GB/S 3.5" FF 16MB HDD | 1900 CUMBERLAND SE PKWY | ATLANTA | GA | 30339 | DISP
nan | nan | nan | nan | 6SJ3HH07 | 1 | 0 | nan | DELL | dell | ST3300656SS | st3300656ss | UNK | END OF LIFE | DELL ST3300656SS 300GB SAS 15K RPM 3GB/S 3.5" FF 16MB HDD | 1900 CUMBERLAND SE PKWY | ATLANTA | GA | 30339 | DISP
nan | nan | nan | nan | 6SJ6C8X6 | 1 | 0 | nan | DELL | dell | ST3300656SS | st3300656ss | UNK | END OF LIFE | DELL ST3300656SS 300GB SAS 15K RPM 3GB/S 3.5" FF 16MB HDD | 1900 CUMBERLAND SE PKWY | ATLANTA | GA | 30339 | DISP
nan | nan | nan | nan | nan | 59 | 0 | nan | SEAGATE | seagate | ST3300657SS | st3300657ss | UNK | END OF LIFE | 300GB RPM 15K SAS 6bps | 1900 CUMBERLAND SE PKWY | ATLANTA | GA | 30339 | DISP
nan | nan | nan | nan | 9QM7CMRL | 1 | 0 | nan | SEAGATE | seagate | ST3500320NS | st3500320ns | UNK | END OF LIFE | SEAGATE ST3500320NS BARRACUDA 500GB 7.2KRPM 3.5" HARD DRIVE | 4545 Stonegate Industrial Blvd | Stone Mountain | GA | 30083 | DISP
nan | nan | nan | nan | WMAYP0072397 | 1 | 0 | nan | SEAGATE | seagate | ST3500320NS | st3500320ns | UNK | END OF LIFE | SEAGATE ST3500320NS BARRACUDA 500GB 7.2KRPM 3.5" HARD DRIVE | 4545 Stonegate Industrial Blvd | Stone Mountain | GA | 30083 | DISP
nan | nan | nan | nan | 9QM7DSVN | 1 | 0 | nan | SEAGATE | seagate | ST3500320NS | st3500320ns | UNK | END OF LIFE | SEAGATE ST3500320NS BARRACUDA 500GB 7.2KRPM 3.5" HARD DRIVE | 4545 Stonegate Industrial Blvd | Stone Mountain | GA | 30083 | DISP
nan | nan | nan | nan | S0M1MDRF | 1 | 0 | nan | SEAGATE | seagate | ST600MM0006 | st600mm0006 | UNK | END OF LIFE | 10K.6 SAS 6GBS 600GB 2.5 HARD DRIVE | 1900 CUMBERLAND SE PKWY | ATLANTA | GA | 30339 | DISP
nan | nan | nan | nan | S0M0X22C | 1 | 0 | nan | SEAGATE | seagate | ST600MM0006 | st600mm0006 | UNK | END OF LIFE | 10K.6 SAS 6GBS 600GB 2.5 HARD DRIVE | 1900 CUMBERLAND SE PKWY | ATLANTA | GA | 30339 | DISP
nan | nan | nan | nan | 9XG3GXEM | 1 | 0 | nan | SEAGATE | seagate | ST91000640SS | st91000640ss | UNK | END OF LIFE | ST91000640SS 1TB 7200 RPM 64MB Cache SAS 6Gb/s 2.5" HD | 4545 Stonegate Industrial Blvd | Stone Mountain | GA | 30083 | DISP
nan | nan | nan | nan | 9XG3GY6M | 1 | 0 | nan | SEAGATE | seagate | ST91000640SS | st91000640ss | UNK | END OF LIFE | ST91000640SS 1TB 7200 RPM 64MB Cache SAS 6Gb/s 2.5" HD | 4545 Stonegate Industrial Blvd | Stone Mountain | GA | 30083 | DISP
nan | nan | nan | nan | 9XG3GXTC | 1 | 0 | nan | SEAGATE | seagate | ST91000640SS | st91000640ss | UNK | END OF LIFE | ST91000640SS 1TB 7200 RPM 64MB Cache SAS 6Gb/s 2.5" HD | 4545 Stonegate Industrial Blvd | Stone Mountain | GA | 30083 | DISP
nan | nan | nan | nan | 9XG3DJ08 | 1 | 0 | nan | SEAGATE | seagate | ST91000640SS | st91000640ss | UNK | END OF LIFE | ST91000640SS 1TB 7200 RPM 64MB Cache SAS 6Gb/s 2.5" HD | 4545 Stonegate Industrial Blvd | Stone Mountain | GA | 30083 | DISP
nan | nan | nan | nan | 9XF2PMDQ | 1 | 0 | nan | SEAGATE | seagate | ST9500620NS | st9500620ns | UNK | END OF LIFE | SEAGATE ST9500620NS 500GB 7200RPM 64MB SATA 6.0GB/S | 4545 Stonegate Industrial Blvd | Stone Mountain | GA | 30083 | DISP
nan | nan | nan | nan | 9XF45EDD | 1 | 0 | nan | SEAGATE | seagate | ST9500620NS | st9500620ns | UNK | END OF LIFE | SEAGATE ST9500620NS 500GB 7200RPM 64MB SATA 6.0GB/S | 4545 Stonegate Industrial Blvd | Stone Mountain | GA | 30083 | DISP
nan | nan | nan | nan | 9XF2PLL4 | 1 | 0 | nan | SEAGATE | seagate | ST9500620NS | st9500620ns | UNK | END OF LIFE | SEAGATE ST9500620NS 500GB 7200RPM 64MB SATA 6.0GB/S | 4545 Stonegate Industrial Blvd | Stone Mountain | GA | 30083 | DISP
nan | nan | nan | nan | 9XF2J6V6 | 1 | 0 | nan | SEAGATE | seagate | ST9500620NS | st9500620ns | UNK | END OF LIFE | SEAGATE ST9500620NS 500GB 7200RPM 64MB SATA 6.0GB/S | 4545 Stonegate Industrial Blvd | Stone Mountain | GA | 30083 | DISP
nan | nan | nan | nan | 9XF2J8MG | 1 | 0 | nan | SEAGATE | seagate | ST9500620NS | st9500620ns | UNK | END OF LIFE | SEAGATE ST9500620NS 500GB 7200RPM 64MB SATA 6.0GB/S | 4545 Stonegate Industrial Blvd | Stone Mountain | GA | 30083 | DISP
nan | nan | nan | nan | 9XF2J6ZR | 1 | 0 | nan | SEAGATE | seagate | ST9500620NS | st9500620ns | UNK | END OF LIFE | SEAGATE ST9500620NS 500GB 7200RPM 64MB SATA 6.0GB/S | 4545 Stonegate Industrial Blvd | Stone Mountain | GA | 30083 | DISP
nan | nan | nan | nan | 9XF2RF8N | 1 | 0 | nan | SEAGATE | seagate | ST9500620NS | st9500620ns | UNK | END OF LIFE | SEAGATE ST9500620NS 500GB 7200RPM 64MB SATA 6.0GB/S | 4545 Stonegate Industrial Blvd | Stone Mountain | GA | 30083 | DISP
nan | nan | nan | nan | 9XF2PLN0 | 1 | 0 | nan | SEAGATE | seagate | ST9500620NS | st9500620ns | UNK | END OF LIFE | SEAGATE ST9500620NS 500GB 7200RPM 64MB SATA 6.0GB/S | 4545 Stonegate Industrial Blvd | Stone Mountain | GA | 30083 | DISP
nan | nan | nan | nan | 9XF2J8ER | 1 | 0 | nan | SEAGATE | seagate | ST9500620NS | st9500620ns | UNK | END OF LIFE | SEAGATE ST9500620NS 500GB 7200RPM 64MB SATA 6.0GB/S | 4545 Stonegate Industrial Blvd | Stone Mountain | GA | 30083 | DISP
nan | nan | nan | nan | 9XF2J3QM | 1 | 0 | nan | SEAGATE | seagate | ST9500620NS | st9500620ns | UNK | END OF LIFE | SEAGATE ST9500620NS 500GB 7200RPM 64MB SATA 6.0GB/S | 4545 Stonegate Industrial Blvd | Stone Mountain | GA | 30083 | DISP
nan | nan | nan | nan | 9XF2J6ZW | 1 | 0 | nan | SEAGATE | seagate | ST9500620NS | st9500620ns | UNK | END OF LIFE | SEAGATE ST9500620NS 500GB 7200RPM 64MB SATA 6.0GB/S | 4545 Stonegate Industrial Blvd | Stone Mountain | GA | 30083 | DISP
nan | nan | nan | nan | 9XF2PMD7 | 1 | 0 | nan | SEAGATE | seagate | ST9500620NS | st9500620ns | UNK | END OF LIFE | SEAGATE ST9500620NS 500GB 7200RPM 64MB SATA 6.0GB/S | 4545 Stonegate Industrial Blvd | Stone Mountain | GA | 30083 | DISP
nan | nan | nan | nan | 9XF2PN2A | 1 | 0 | nan | SEAGATE | seagate | ST9500620NS | st9500620ns | UNK | END OF LIFE | SEAGATE ST9500620NS 500GB 7200RPM 64MB SATA 6.0GB/S | 4545 Stonegate Industrial Blvd | Stone Mountain | GA | 30083 | DISP
nan | nan | nan | nan | 9XF2RG68 | 1 | 0 | nan | SEAGATE | seagate | ST9500620NS | st9500620ns | UNK | END OF LIFE | SEAGATE ST9500620NS 500GB 7200RPM 64MB SATA 6.0GB/S | 4545 Stonegate Industrial Blvd | Stone Mountain | GA | 30083 | DISP
nan | nan | nan | nan | 9XG3DSB4 | 1 | 0 | nan | SEAGATE | seagate | ST9500620NS | st9500620ns | UNK | END OF LIFE | SEAGATE ST9500620NS 500GB 7200RPM 64MB SATA 6.0GB/S | 4545 Stonegate Industrial Blvd | Stone Mountain | GA | 30083 | DISP
nan | nan | nan | nan | 9XF2RG81 | 1 | 0 | nan | SEAGATE | seagate | ST9500620NS | st9500620ns | UNK | END OF LIFE | SEAGATE ST9500620NS 500GB 7200RPM 64MB SATA 6.0GB/S | 4545 Stonegate Industrial Blvd | Stone Mountain | GA | 30083 | DISP
nan | nan | nan | nan | 9XF2PLEK | 1 | 0 | nan | SEAGATE | seagate | ST9500620NS | st9500620ns | UNK | END OF LIFE | SEAGATE ST9500620NS 500GB 7200RPM 64MB SATA 6.0GB/S | 4545 Stonegate Industrial Blvd | Stone Mountain | GA | 30083 | DISP
nan | nan | nan | nan | 9XG3DEFD | 1 | 0 | nan | SEAGATE | seagate | ST9500620NS | st9500620ns | UNK | END OF LIFE | SEAGATE ST9500620NS 500GB 7200RPM 64MB SATA 6.0GB/S | 4545 Stonegate Industrial Blvd | Stone Mountain | GA | 30083 | DISP
nan | nan | nan | nan | 9XF2PM9G | 1 | 0 | nan | SEAGATE | seagate | ST9500620NS | st9500620ns | UNK | END OF LIFE | SEAGATE ST9500620NS 500GB 7200RPM 64MB SATA 6.0GB/S | 1900 CUMBERLAND SE PKWY | ATLANTA | GA | 30339 | DISP
nan | nan | nan | nan | 9XF1ZKNH | 1 | 0 | nan | SEAGATE | seagate | ST9500620NS | st9500620ns | UNK | END OF LIFE | SEAGATE ST9500620NS 500GB 7200RPM 64MB SATA 6.0GB/S | 1900 CUMBERLAND SE PKWY | ATLANTA | GA | 30339 | DISP
nan | nan | nan | nan | 9XF1YYZE | 1 | 0 | nan | SEAGATE | seagate | ST9500620NS | st9500620ns | UNK | END OF LIFE | SEAGATE ST9500620NS 500GB 7200RPM 64MB SATA 6.0GB/S | 1900 CUMBERLAND SE PKWY | ATLANTA | GA | 30339 | DISP
nan | nan | nan | nan | 9XF2PMBT | 1 | 0 | nan | SEAGATE | seagate | ST9500620NS | st9500620ns | UNK | END OF LIFE | SEAGATE ST9500620NS 500GB 7200RPM 64MB SATA 6.0GB/S | 1900 CUMBERLAND SE PKWY | ATLANTA | GA | 30339 | DISP
nan | nan | nan | nan | 9XF2PME3 | 1 | 0 | nan | SEAGATE | seagate | ST9500620NS | st9500620ns | UNK | END OF LIFE | SEAGATE ST9500620NS 500GB 7200RPM 64MB SATA 6.0GB/S | 1900 CUMBERLAND SE PKWY | ATLANTA | GA | 30339 | DISP
nan | nan | nan | nan | 9XF2PLMT | 1 | 0 | nan | SEAGATE | seagate | ST9500620NS | st9500620ns | UNK | END OF LIFE | SEAGATE ST9500620NS 500GB 7200RPM 64MB SATA 6.0GB/S | 1900 CUMBERLAND SE PKWY | ATLANTA | GA | 30339 | DISP
nan | nan | nan | nan | 9XF1YH9B | 1 | 0 | nan | SEAGATE | seagate | ST9500620NS | st9500620ns | UNK | END OF LIFE | SEAGATE ST9500620NS 500GB 7200RPM 64MB SATA 6.0GB/S | 1900 CUMBERLAND SE PKWY | ATLANTA | GA | 30339 | DISP
nan | nan | nan | nan | 9XF2PMVC | 1 | 0 | nan | SEAGATE | seagate | ST9500620NS | st9500620ns | UNK | END OF LIFE | SEAGATE ST9500620NS 500GB 7200RPM 64MB SATA 6.0GB/S | 1900 CUMBERLAND SE PKWY | ATLANTA | GA | 30339 | DISP
nan | nan | nan | nan | 9XF2PMC1 | 1 | 0 | nan | SEAGATE | seagate | ST9500620NS | st9500620ns | UNK | END OF LIFE | SEAGATE ST9500620NS 500GB 7200RPM 64MB SATA 6.0GB/S | 1900 CUMBERLAND SE PKWY | ATLANTA | GA | 30339 | DISP
nan | nan | nan | nan | 100157281 | 1 | 0 | nan | ALPHA TECHNOLOGIES | alphatechnologies | TM2-915 | tm2915 | UNK | END OF LIFE | ALPHA TECHNOLOGIES TM2-915 120VAC 60Hz 36VDC OUTP STDBY PSU | 4255 Cromwell Road | Chattanooga | TN | 37421 | DISP
nan | nan | nan | nan | 100157289 | 1 | 0 | nan | ALPHA TECHNOLOGIES | alphatechnologies | TM2-915 | tm2915 | UNK | END OF LIFE | ALPHA TECHNOLOGIES TM2-915 120VAC 60Hz 36VDC OUTP STDBY PSU | 4255 Cromwell Road | Chattanooga | TN | 37421 | DISP
nan | nan | nan | nan | K2427 | 1 | 0 | nan | SEACHANGE | seachange | VS-400 | vs400 | UNK | END OF LIFE | SEACHANGE VS-400 SEAC-001 VIDEO ON DEM BROADCAST MED CLUSTER | 4545 Stonegate Industrial Blvd | Stone Mountain | GA | 30083 | DISP
nan | nan | nan | nan | K2481 | 1 | 0 | nan | SEACHANGE | seachange | VS-400 | vs400 | UNK | END OF LIFE | SEACHANGE VS-400 SEAC-001 VIDEO ON DEM BROADCAST MED CLUSTER | 4545 Stonegate Industrial Blvd | Stone Mountain | GA | 30083 | DISP
nan | nan | nan | nan | JUT091900NN | 1 | 0 | nan | CISCO | cisco | WS-G5484 | wsg5484 | UNK | END OF LIFE | Cisco 1000BASE-SX GBIC Transceiver-30-0759-01 | 124 Action ST | Maynard | MA | 1754 | DISP
nan | nan | nan | nan | nan | 1 | 0 | nan | CIENA CORPORATION | cienacorporation | XCVR-000G85 | xcvr000g85 | UNK | END OF LIFE | Ciena 1G SFP, MM, 850nm, 550m | 124 Action ST | Maynard | MA | 1754 | DISP
nan | nan | nan | nan | RX207661 | 1 | 0 | nan | ALPHA TECHNOLOGIES | alphatechnologies | XM2-615 | xm2615 | UNK | END OF LIFE | ALPHA XM2-615 16A 60HZ UNINTERRUPTIBLE POWER SUPPLY | 4255 Cromwell Road | Chattanooga | TN | 37421 | DISP
nan | nan | nan | nan | RX248558 | 1 | 0 | nan | ALPHA TECHNOLOGIES | alphatechnologies | XM2-615 | xm2615 | UNK | END OF LIFE | ALPHA XM2-615 16A 60HZ UNINTERRUPTIBLE POWER SUPPLY | 4255 Cromwell Road | Chattanooga | TN | 37421 | DISP
nan | nan | nan | nan | RX199318 | 1 | 0 | nan | ALPHA TECHNOLOGIES | alphatechnologies | XM2-615 | xm2615 | UNK | END OF LIFE | ALPHA XM2-615 16A 60HZ UNINTERRUPTIBLE POWER SUPPLY | 4255 Cromwell Road | Chattanooga | TN | 37421 | DISP
nan | nan | nan | nan | RX201994 | 1 | 0 | nan | ALPHA TECHNOLOGIES | alphatechnologies | XM2-615 | xm2615 | UNK | END OF LIFE | ALPHA XM2-615 16A 60HZ UNINTERRUPTIBLE POWER SUPPLY | 4255 Cromwell Road | Chattanooga | TN | 37421 | DISP
nan | nan | nan | nan | RX146007 | 1 | 0 | nan | ALPHA TECHNOLOGIES | alphatechnologies | XM2-615 | xm2615 | UNK | END OF LIFE | ALPHA XM2-615 16A 60HZ UNINTERRUPTIBLE POWER SUPPLY | 4255 Cromwell Road | Chattanooga | TN | 37421 | DISP
nan | nan | nan | nan | RX199288 | 1 | 0 | nan | ALPHA TECHNOLOGIES | alphatechnologies | XM2-615 | xm2615 | UNK | END OF LIFE | ALPHA XM2-615 16A 60HZ UNINTERRUPTIBLE POWER SUPPLY | 4255 Cromwell Road | Chattanooga | TN | 37421 | DISP
nan | nan | nan | nan | RX176259 | 1 | 0 | nan | ALPHA TECHNOLOGIES | alphatechnologies | XM2-615 | xm2615 | UNK | END OF LIFE | ALPHA XM2-615 16A 60HZ UNINTERRUPTIBLE POWER SUPPLY | 4255 Cromwell Road | Chattanooga | TN | 37421 | DISP
nan | nan | nan | nan | RX193262 | 1 | 0 | nan | ALPHA TECHNOLOGIES | alphatechnologies | XM2-615 | xm2615 | UNK | END OF LIFE | ALPHA XM2-615 16A 60HZ UNINTERRUPTIBLE POWER SUPPLY | 4255 Cromwell Road | Chattanooga | TN | 37421 | DISP
nan | nan | nan | nan | RX199330 | 1 | 0 | nan | ALPHA TECHNOLOGIES | alphatechnologies | XM2-615 | xm2615 | UNK | END OF LIFE | ALPHA XM2-615 16A 60HZ UNINTERRUPTIBLE POWER SUPPLY | 4255 Cromwell Road | Chattanooga | TN | 37421 | DISP
nan | nan | nan | nan | RX170289 | 1 | 0 | nan | ALPHA TECHNOLOGIES | alphatechnologies | XM2-615 | xm2615 | UNK | END OF LIFE | ALPHA XM2-615 16A 60HZ UNINTERRUPTIBLE POWER SUPPLY | 4255 Cromwell Road | Chattanooga | TN | 37421 | DISP
nan | nan | nan | nan | RX201139 | 1 | 0 | nan | ALPHA TECHNOLOGIES | alphatechnologies | XM2-615 | xm2615 | UNK | END OF LIFE | ALPHA XM2-615 16A 60HZ UNINTERRUPTIBLE POWER SUPPLY | 4255 Cromwell Road | Chattanooga | TN | 37421 | DISP
nan | nan | nan | nan | RX188836 | 1 | 0 | nan | ALPHA TECHNOLOGIES | alphatechnologies | XM2-615 | xm2615 | UNK | END OF LIFE | ALPHA XM2-615 16A 60HZ UNINTERRUPTIBLE POWER SUPPLY | 4255 Cromwell Road | Chattanooga | TN | 37421 | DISP
nan | nan | nan | nan | RX210742 | 1 | 0 | nan | ALPHA TECHNOLOGIES | alphatechnologies | XM2-615 | xm2615 | UNK | END OF LIFE | ALPHA XM2-615 16A 60HZ UNINTERRUPTIBLE POWER SUPPLY | 4255 Cromwell Road | Chattanooga | TN | 37421 | DISP
nan | nan | nan | nan | TB010F101250000002 | 1 | 0 | nan | DELL | dell | YM-2651B | ym2651b | UNK | END OF LIFE | DELL YM-2651B 650W HOT SWAP POWER SUP POWEREDGE C1100 | 1900 CUMBERLAND SE PKWY | ATLANTA | GA | 30339 | DISP
nan | nan | nan | nan | SB000F101244000400 | 1 | 0 | nan | DELL | dell | YM-2651B | ym2651b | UNK | END OF LIFE | DELL YM-2651B 650W HOT SWAP POWER SUP POWEREDGE C1100 | 1900 CUMBERLAND SE PKWY | ATLANTA | GA | 30339 | DISP
nan | nan | nan | nan | TB010F101250000001 | 1 | 0 | nan | DELL | dell | YM-2651B | ym2651b | UNK | END OF LIFE | DELL YM-2651B 650W HOT SWAP POWER SUP POWEREDGE C1100 | 1900 CUMBERLAND SE PKWY | ATLANTA | GA | 30339 | DISP
nan | nan | nan | nan | SB000F101244000399 | 1 | 0 | nan | DELL | dell | YM-2651B | ym2651b | UNK | END OF LIFE | DELL YM-2651B 650W HOT SWAP POWER SUP POWEREDGE C1100 | 1900 CUMBERLAND SE PKWY | ATLANTA | GA | 30339 | DISP
nan | nan | nan | nan | SB1106051037003003 | 1 | 0 | nan | DELL | dell | YM-2651B | ym2651b | UNK | END OF LIFE | DELL YM-2651B 650W HOT SWAP POWER SUP POWEREDGE C1100 | 1900 CUMBERLAND SE PKWY | ATLANTA | GA | 30339 | DISP
nan | nan | nan | nan | SB1106051037003017 | 1 | 0 | nan | DELL | dell | YM-2651B | ym2651b | UNK | END OF LIFE | DELL YM-2651B 650W HOT SWAP POWER SUP POWEREDGE C1100 | 1900 CUMBERLAND SE PKWY | ATLANTA | GA | 30339 | DISP

## Ignored
type of software/hardware

## Raw
entity | account | asset type | year purchased | mfg serial number | number of units | original unit cost ($) | reason for disposal | type of software/hardware | mfg name | mfg model | mdsi condition | condtion | description | address | city | state | zip code | resale/dispose?
|  |  |  | 007592 | 1 |  |  |  | ALPHA TECHNOLOGIES | 0140004 | UNK | END OF LIFE | 43/120 INVERTER MODULE 1200W | 2096 N Gateway Blvd | Fresno | CA | 93727 | DISP
[5 empty] | 1 |  |  |  | COMMAND NE | 016-357-10 | UNK | END OF LIFE | COMM/NET SYSTEMS 48VDC A/B INP/C BUS OP DIODE GMT FUSE PNL | 2096 N Gateway Blvd | Fresno | CA | 93727 | DISP
|  |  |  | 1786375 | 1 |  |  |  | SUPERMICRO | 1019S-M2 | UNK | END OF LIFE | 1019S-M2 SUPERSERVER 1U DUAL PROCESSOR | 2096 N Gateway Blvd | Fresno | CA | 93727 | DISP
[5 empty] | 1 |  |  |  | CISCO | 15216-MD-40-ODD | UNK | END OF LIFE | CISCO 15216-MD-40-ODD ONS 15216 40CH MUX DEMUX PATCH PAN ODD | 124 Action ST | Maynard | MA | 1754 | DISP
[5 empty] | 1 |  |  |  | SCIENTIFIC ATLANTA | 4000528 | UNK | END OF LIFE | Prisma DTx Model 2540 Service Adapter | 124 Action ST | Maynard | MA | 1754 | DISP
[5 empty] | 5 |  |  |  | MOTOROLA | 469902-001 | UNK | END OF LIFE | MOTOROLA 469902-001 DM3000 CPU MODULE | 124 Action ST | Maynard | MA | 1754 | DISP
[5 empty] | 5 |  |  |  | MOTOROLA | 506424-011-00 | UNK | END OF LIFE | MOTOROLA 506424-011-00 N1U-0M162FB59S35/SCA | 124 Action ST | Maynard | MA | 1754 | DISP
|  |  |  | 3TA14LXM | 1 |  |  |  | HEWLETT PACKARD | 512544-003 | UNK | END OF LIFE | HP 72-GB 6G 15K 2.5 DP SAS HDD | 2096 N Gateway Blvd | Fresno | CA | 93727 | DISP
|  |  |  | 3TA14PD2 | 1 |  |  |  | HEWLETT PACKARD | 512544-003 | UNK | END OF LIFE | HP 72-GB 6G 15K 2.5 DP SAS HDD | 2096 N Gateway Blvd | Fresno | CA | 93727 | DISP
|  |  |  | 3TA14L7X | 1 |  |  |  | HEWLETT PACKARD | 512544-003 | UNK | END OF LIFE | HP 72-GB 6G 15K 2.5 DP SAS HDD | 2096 N Gateway Blvd | Fresno | CA | 93727 | DISP
|  |  |  | D106670000816749 | 1 |  |  |  | MOTOROLA | 528784-001-00 | UNK | END OF LIFE | MOTOROLA 528784-001-00 GX2-DRR-2X65-PIN-R | 2096 N Gateway Blvd | Fresno | CA | 93727 | DISP
|  |  |  | D106670000816747 | 1 |  |  |  | MOTOROLA | 528784-001-00 | UNK | END OF LIFE | MOTOROLA 528784-001-00 GX2-DRR-2X65-PIN-R | 2096 N Gateway Blvd | Fresno | CA | 93727 | DISP
|  |  |  | D106670000816766 | 1 |  |  |  | MOTOROLA | 528784-001-00 | UNK | END OF LIFE | MOTOROLA 528784-001-00 GX2-DRR-2X65-PIN-R | 2096 N Gateway Blvd | Fresno | CA | 93727 | DISP
[5 empty] | 2 |  |  |  | VIAVI SOLUTIONS INC | 52P6382 | UNK | END OF LIFE | GLC-SX-MM | 124 Action ST | Maynard | MA | 1754 | DISP
|  |  |  | 1747624147000139 | 1 |  |  |  | MOTOROLA | 535655-002-00 | UNK | END OF LIFE | MOTOROLA ARPD-1000 DC PWR RETURN PATH DEMODULATOR 1U CHASS | 2096 N Gateway Blvd | Fresno | CA | 93727 | DISP
|  |  |  | 1747628270000066 | 1 |  |  |  | MOTOROLA | 535655-002-00 | UNK | END OF LIFE | MOTOROLA ARPD-1000 DC PWR RETURN PATH DEMODULATOR 1U CHASS | 700 Harvery Road | Manchester | NH | 3103 | DISP
|  |  |  | 1747627275000040 | 1 |  |  |  | MOTOROLA | 535655-002-00 | UNK | END OF LIFE | MOTOROLA ARPD-1000 DC PWR RETURN PATH DEMODULATOR 1U CHASS | 700 Harvery Road | Manchester | NH | 3103 | DISP
|  |  |  | 1747628260000038 | 1 |  |  |  | MOTOROLA | 535655-002-00 | UNK | END OF LIFE | MOTOROLA ARPD-1000 DC PWR RETURN PATH DEMODULATOR 1U CHASS | 700 Harvery Road | Manchester | NH | 3103 | DISP
|  |  |  | 1747620040000092 | 1 |  |  |  | MOTOROLA | 535655-002-00 | UNK | END OF LIFE | MOTOROLA ARPD-1000 DC PWR RETURN PATH DEMODULATOR 1U CHASS | 700 Harvery Road | Manchester | NH | 3103 | DISP
|  |  |  | 1747628276000039 | 1 |  |  |  | MOTOROLA | 535655-002-00 | UNK | END OF LIFE | MOTOROLA ARPD-1000 DC PWR RETURN PATH DEMODULATOR 1U CHASS | 700 Harvery Road | Manchester | NH | 3103 | DISP
|  |  |  | 1747629247000010 | 1 |  |  |  | MOTOROLA | 535655-002-00 | UNK | END OF LIFE | MOTOROLA ARPD-1000 DC PWR RETURN PATH DEMODULATOR 1U CHASS | 700 Harvery Road | Manchester | NH | 3103 | DISP
|  |  |  | 1747629247000102 | 1 |  |  |  | MOTOROLA | 535655-002-00 | UNK | END OF LIFE | MOTOROLA ARPD-1000 DC PWR RETURN PATH DEMODULATOR 1U CHASS | 700 Harvery Road | Manchester | NH | 3103 | DISP
|  |  |  | 1747620035000366 | 1 |  |  |  | MOTOROLA | 535655-002-00 | UNK | END OF LIFE | MOTOROLA ARPD-1000 DC PWR RETURN PATH DEMODULATOR 1U CHASS | 700 Harvery Road | Manchester | NH | 3103 | DISP
|  |  |  | 1747620064000054 | 1 |  |  |  | MOTOROLA | 535655-002-00 | UNK | END OF LIFE | MOTOROLA ARPD-1000 DC PWR RETURN PATH DEMODULATOR 1U CHASS | 700 Harvery Road | Manchester | NH | 3103 | DISP
|  |  |  | 1747620347000016 | 1 |  |  |  | MOTOROLA | 535655-002-00 | UNK | END OF LIFE | MOTOROLA ARPD-1000 DC PWR RETURN PATH DEMODULATOR 1U CHASS | 700 Harvery Road | Manchester | NH | 3103 | DISP
|  |  |  | 1747620242000265 | 1 |  |  |  | MOTOROLA | 535655-002-00 | UNK | END OF LIFE | MOTOROLA ARPD-1000 DC PWR RETURN PATH DEMODULATOR 1U CHASS | 700 Harvery Road | Manchester | NH | 3103 | DISP
|  |  |  | 1747628270000035 | 1 |  |  |  | MOTOROLA | 535655-002-00 | UNK | END OF LIFE | MOTOROLA ARPD-1000 DC PWR RETURN PATH DEMODULATOR 1U CHASS | 700 Harvery Road | Manchester | NH | 3103 | DISP
|  |  |  | 1747628331000011 | 1 |  |  |  | MOTOROLA | 535655-002-00 | UNK | END OF LIFE | MOTOROLA ARPD-1000 DC PWR RETURN PATH DEMODULATOR 1U CHASS | 700 Harvery Road | Manchester | NH | 3103 | DISP
|  |  |  | 1747625056000029 | 1 |  |  |  | MOTOROLA | 535655-002-00 | UNK | END OF LIFE | MOTOROLA ARPD-1000 DC PWR RETURN PATH DEMODULATOR 1U CHASS | 124 Action ST | Maynard | MA | 1754 | DISP
|  |  |  | 1748624101000051 | 1 |  |  |  | MOTOROLA | 535666-001-00 | UNK | END OF LIFE | Motorola ADM 4000 Demodulator Module | 2096 N Gateway Blvd | Fresno | CA | 93727 | DISP
|  |  |  | 1748624113000346 | 1 |  |  |  | MOTOROLA | 535666-001-00 | UNK | END OF LIFE | Motorola ADM 4000 Demodulator Module | 2096 N Gateway Blvd | Fresno | CA | 93727 | DISP
|  |  |  | 1748624101000013 | 1 |  |  |  | MOTOROLA | 535666-001-00 | UNK | END OF LIFE | Motorola ADM 4000 Demodulator Module | 2096 N Gateway Blvd | Fresno | CA | 93727 | DISP
|  |  |  | 1748624101000136 | 1 |  |  |  | MOTOROLA | 535666-001-00 | UNK | END OF LIFE | Motorola ADM 4000 Demodulator Module | 2096 N Gateway Blvd | Fresno | CA | 93727 | DISP
|  |  |  | 1748624101000037 | 1 |  |  |  | MOTOROLA | 535666-001-00 | UNK | END OF LIFE | Motorola ADM 4000 Demodulator Module | 2096 N Gateway Blvd | Fresno | CA | 93727 | DISP
|  |  |  | 1748624101000044 | 1 |  |  |  | MOTOROLA | 535666-001-00 | UNK | END OF LIFE | Motorola ADM 4000 Demodulator Module | 2096 N Gateway Blvd | Fresno | CA | 93727 | DISP
|  |  |  | 136465456341564654654 | 1 |  |  |  | MOTOROLA | 541928-013-00 | UNK | END OF LIFE | ARRIS 541928-013-00 APEX1000 1 2X4 MOD W/REDUN DUAL DC PWR S | 700 Harvery Road | Manchester | NH | 3103 | DISP
|  |  |  | 19077530640003252007 | 1 |  |  |  | MOTOROLA | 541928-013-00 | UNK | END OF LIFE | ARRIS 541928-013-00 APEX1000 1 2X4 MOD W/REDUN DUAL DC PWR S | 700 Harvery Road | Manchester | NH | 3103 | DISP
|  |  |  | 23165413161651654 | 1 |  |  |  | MOTOROLA | 541928-013-00 | UNK | END OF LIFE | ARRIS 541928-013-00 APEX1000 1 2X4 MOD W/REDUN DUAL DC PWR S | 700 Harvery Road | Manchester | NH | 3103 | DISP
|  |  |  | 19077503610001261605 | 1 |  |  |  | MOTOROLA | 541928-013-00 | UNK | END OF LIFE | ARRIS 541928-013-00 APEX1000 1 2X4 MOD W/REDUN DUAL DC PWR S | 700 Harvery Road | Manchester | NH | 3103 | DISP
|  |  |  | 19077542610008970613 | 1 |  |  |  | MOTOROLA | 541928-013-00 | UNK | END OF LIFE | ARRIS 541928-013-00 APEX1000 1 2X4 MOD W/REDUN DUAL DC PWR S | 700 Harvery Road | Manchester | NH | 3103 | DISP
|  |  |  | 1346546545646113166 | 1 |  |  |  | MOTOROLA | 541928-013-00 | UNK | END OF LIFE | ARRIS 541928-013-00 APEX1000 1 2X4 MOD W/REDUN DUAL DC PWR S | 700 Harvery Road | Manchester | NH | 3103 | DISP
|  |  |  | 32165436421313212311 | 1 |  |  |  | MOTOROLA | 541928-013-00 | UNK | END OF LIFE | ARRIS 541928-013-00 APEX1000 1 2X4 MOD W/REDUN DUAL DC PWR S | 700 Harvery Road | Manchester | NH | 3103 | DISP
|  |  |  | 19078683260002620803 | 1 |  |  |  | MOTOROLA | 541928-013-00 | UNK | END OF LIFE | ARRIS 541928-013-00 APEX1000 1 2X4 MOD W/REDUN DUAL DC PWR S | 700 Harvery Road | Manchester | NH | 3103 | DISP
|  |  |  | 19077512550004821605 | 1 |  |  |  | MOTOROLA | 541928-013-00 | UNK | END OF LIFE | ARRIS 541928-013-00 APEX1000 1 2X4 MOD W/REDUN DUAL DC PWR S | 700 Harvery Road | Manchester | NH | 3103 | DISP
|  |  |  | 19077542610006820613 | 1 |  |  |  | MOTOROLA | 541928-013-00 | UNK | END OF LIFE | ARRIS 541928-013-00 APEX1000 1 2X4 MOD W/REDUN DUAL DC PWR S | 700 Harvery Road | Manchester | NH | 3103 | DISP
|  |  |  | 20111571 | 1 |  |  |  | MOTOROLA | 551771-002-00 | UNK | END OF LIFE | MOTOROLA 551771-002-00 1000BASE-T COPPER SP7041-R-L-MO SFP | 2096 N Gateway Blvd | Fresno | CA | 93727 | DISP
|  |  |  | 20111503 | 1 |  |  |  | MOTOROLA | 551771-002-00 | UNK | END OF LIFE | MOTOROLA 551771-002-00 1000BASE-T COPPER SP7041-R-L-MO SFP | 2096 N Gateway Blvd | Fresno | CA | 93727 | DISP
|  |  |  | 20111435 | 1 |  |  |  | MOTOROLA | 551771-002-00 | UNK | END OF LIFE | MOTOROLA 551771-002-00 1000BASE-T COPPER SP7041-R-L-MO SFP | 2096 N Gateway Blvd | Fresno | CA | 93727 | DISP
|  |  |  | K126696002309948 | 1 |  |  |  | MOTOROLA | 586032-001-00 | UNK | END OF LIFE | GX2-DDR-2X-85 DIGITAL RETURN RECEIVER DUAL | 2096 N Gateway Blvd | Fresno | CA | 93727 | DISP
|  |  |  | J126696000607984 | 1 |  |  |  | MOTOROLA | 586032-001-00 | UNK | END OF LIFE | GX2-DDR-2X-85 DIGITAL RETURN RECEIVER DUAL | 2096 N Gateway Blvd | Fresno | CA | 93727 | DISP
|  |  |  | K126696002309912 | 1 |  |  |  | MOTOROLA | 586032-001-00 | UNK | END OF LIFE | GX2-DDR-2X-85 DIGITAL RETURN RECEIVER DUAL | 2096 N Gateway Blvd | Fresno | CA | 93727 | DISP
|  |  |  | K126696002309902 | 1 |  |  |  | MOTOROLA | 586032-001-00 | UNK | END OF LIFE | GX2-DDR-2X-85 DIGITAL RETURN RECEIVER DUAL | 2096 N Gateway Blvd | Fresno | CA | 93727 | DISP
|  |  |  | K126696002309978 | 1 |  |  |  | MOTOROLA | 586032-001-00 | UNK | END OF LIFE | GX2-DDR-2X-85 DIGITAL RETURN RECEIVER DUAL | 2096 N Gateway Blvd | Fresno | CA | 93727 | DISP
|  |  |  | K126696002309966 | 1 |  |  |  | MOTOROLA | 586032-001-00 | UNK | END OF LIFE | GX2-DDR-2X-85 DIGITAL RETURN RECEIVER DUAL | 2096 N Gateway Blvd | Fresno | CA | 93727 | DISP
|  |  |  | K126696002309974 | 1 |  |  |  | MOTOROLA | 586032-001-00 | UNK | END OF LIFE | GX2-DDR-2X-85 DIGITAL RETURN RECEIVER DUAL | 2096 N Gateway Blvd | Fresno | CA | 93727 | DISP
|  |  |  | K126696002309915 | 1 |  |  |  | MOTOROLA | 586032-001-00 | UNK | END OF LIFE | GX2-DDR-2X-85 DIGITAL RETURN RECEIVER DUAL | 2096 N Gateway Blvd | Fresno | CA | 93727 | DISP
|  |  |  | K126696002309900 | 1 |  |  |  | MOTOROLA | 586032-001-00 | UNK | END OF LIFE | GX2-DDR-2X-85 DIGITAL RETURN RECEIVER DUAL | 2096 N Gateway Blvd | Fresno | CA | 93727 | DISP
|  |  |  | K126696002309946 | 1 |  |  |  | MOTOROLA | 586032-001-00 | UNK | END OF LIFE | GX2-DDR-2X-85 DIGITAL RETURN RECEIVER DUAL | 2096 N Gateway Blvd | Fresno | CA | 93727 | DISP
|  |  |  | K126696002309932 | 1 |  |  |  | MOTOROLA | 586032-001-00 | UNK | END OF LIFE | GX2-DDR-2X-85 DIGITAL RETURN RECEIVER DUAL | 2096 N Gateway Blvd | Fresno | CA | 93727 | DISP
|  |  |  | K126696002309904 | 1 |  |  |  | MOTOROLA | 586032-001-00 | UNK | END OF LIFE | GX2-DDR-2X-85 DIGITAL RETURN RECEIVER DUAL | 2096 N Gateway Blvd | Fresno | CA | 93727 | DISP
|  |  |  | K126696002309910 | 1 |  |  |  | MOTOROLA | 586032-001-00 | UNK | END OF LIFE | GX2-DDR-2X-85 DIGITAL RETURN RECEIVER DUAL | 2096 N Gateway Blvd | Fresno | CA | 93727 | DISP
[5 empty] | 2 |  |  |  | HEWLETT PACKARD | 619671-401 | UNK | END OF LIFE | HP 619671-401 750W 48V COMMON SLOT HOT-SWAP DC PWR SUPPLY | 2096 N Gateway Blvd | Fresno | CA | 93727 | DISP
[5 empty] | 2 |  |  |  | VIAVI SOLUTIONS INC | 64P0465 | UNK | END OF LIFE | JDSU 64P0465 JGB12S2CA1 SERIAL OPTICAL CONVERTER 1250 MB SWL | 124 Action ST | Maynard | MA | 1754 | DISP
|  |  |  | 5420A02DFTM2 | 1 |  |  |  | HEWLETT PACKARD | 689287-003 | UNK | END OF LIFE | 600GB 10K SAS | 2096 N Gateway Blvd | Fresno | CA | 93727 | DISP
|  |  |  | 5420A02CFTM2 | 1 |  |  |  | HEWLETT PACKARD | 689287-003 | UNK | END OF LIFE | 600GB 10K SAS | 2096 N Gateway Blvd | Fresno | CA | 93727 | DISP
[5 empty] | 6 |  |  |  | SCIENTIFIC ATLANTA | 733908 | UNK | END OF LIFE | SCI 733908 2540 PRISMA DTx SONET/SDH L3 SERVICE ADAPTA | 124 Action ST | Maynard | MA | 1754 | DISP
[5 empty] | 3 |  |  |  | JUNIPER | 740-011614 | UNK | END OF LIFE | 1000 BASE LX SFP MODULE | 124 Action ST | Maynard | MA | 1754 | DISP
[5 empty] | 2 |  |  |  | JUNIPER | 740-014279 | UNK | END OF LIFE | Juniper Networks 10GE-LR/OC192-SR1 OPNEXT XFP Transceiver | 124 Action ST | Maynard | MA | 1754 | DISP
[5 empty] | 4 |  |  |  | SCIENTIFIC ATLANTA | 741130 | UNK | END OF LIFE | SCIENTIFIC ATLANTA: 9825S NTSC Modulator SAP enabled 741130 | 124 Action ST | Maynard | MA | 1754 | DISP
|  |  |  | ~AAKOINB | 1 |  |  |  | SCIENTIFIC ATLANTA | 741160 | UNK | END OF LIFE | SCIENTIFIC ATLANTA 741160 CONTINUUM CONTROLLER SERIES 9811 | 124 Action ST | Maynard | MA | 1754 | DISP
|  |  |  | 115024319 | 1 |  |  |  | MOLEX | 74720-0510 | UNK | END OF LIFE | SMALL FORM-FACTOR PLUGGABLE (SFP) EMI PLUG | 2096 N Gateway Blvd | Fresno | CA | 93727 | DISP
|  |  |  | 123421970 | 1 |  |  |  | MOLEX | 74720-0510 | UNK | END OF LIFE | SMALL FORM-FACTOR PLUGGABLE (SFP) EMI PLUG | 2096 N Gateway Blvd | Fresno | CA | 93727 | DISP
|  |  |  | 115024335 | 1 |  |  |  | MOLEX | 74720-0510 | UNK | END OF LIFE | SMALL FORM-FACTOR PLUGGABLE (SFP) EMI PLUG | 2096 N Gateway Blvd | Fresno | CA | 93727 | DISP
|  |  |  | 115024086 | 1 |  |  |  | MOLEX | 74720-0510 | UNK | END OF LIFE | SMALL FORM-FACTOR PLUGGABLE (SFP) EMI PLUG | 2096 N Gateway Blvd | Fresno | CA | 93727 | DISP
|  |  |  | 115026357 | 1 |  |  |  | MOLEX | 74720-0510 | UNK | END OF LIFE | SMALL FORM-FACTOR PLUGGABLE (SFP) EMI PLUG | 2096 N Gateway Blvd | Fresno | CA | 93727 | DISP
|  |  |  | 115026998 | 1 |  |  |  | MOLEX | 74720-0510 | UNK | END OF LIFE | SMALL FORM-FACTOR PLUGGABLE (SFP) EMI PLUG | 2096 N Gateway Blvd | Fresno | CA | 93727 | DISP
|  |  |  | 123221151 | 1 |  |  |  | MOLEX | 74720-0510 | UNK | END OF LIFE | SMALL FORM-FACTOR PLUGGABLE (SFP) EMI PLUG | 2096 N Gateway Blvd | Fresno | CA | 93727 | DISP
|  |  |  | 115026390 | 1 |  |  |  | MOLEX | 74720-0510 | UNK | END OF LIFE | SMALL FORM-FACTOR PLUGGABLE (SFP) EMI PLUG | 2096 N Gateway Blvd | Fresno | CA | 93727 | DISP
|  |  |  | 115024336 | 1 |  |  |  | MOLEX | 74720-0510 | UNK | END OF LIFE | SMALL FORM-FACTOR PLUGGABLE (SFP) EMI PLUG | 2096 N Gateway Blvd | Fresno | CA | 93727 | DISP
|  |  |  | 123221148 | 1 |  |  |  | MOLEX | 74720-0510 | UNK | END OF LIFE | SMALL FORM-FACTOR PLUGGABLE (SFP) EMI PLUG | 2096 N Gateway Blvd | Fresno | CA | 93727 | DISP
|  |  |  | 123221144 | 1 |  |  |  | MOLEX | 74720-0510 | UNK | END OF LIFE | SMALL FORM-FACTOR PLUGGABLE (SFP) EMI PLUG | 2096 N Gateway Blvd | Fresno | CA | 93727 | DISP
|  |  |  | 123421938 | 1 |  |  |  | MOLEX | 74720-0510 | UNK | END OF LIFE | SMALL FORM-FACTOR PLUGGABLE (SFP) EMI PLUG | 2096 N Gateway Blvd | Fresno | CA | 93727 | DISP
|  |  |  | 115024328 | 1 |  |  |  | MOLEX | 74720-0510 | UNK | END OF LIFE | SMALL FORM-FACTOR PLUGGABLE (SFP) EMI PLUG | 2096 N Gateway Blvd | Fresno | CA | 93727 | DISP
|  |  |  | 115024094 | 1 |  |  |  | MOLEX | 74720-0510 | UNK | END OF LIFE | SMALL FORM-FACTOR PLUGGABLE (SFP) EMI PLUG | 2096 N Gateway Blvd | Fresno | CA | 93727 | DISP
|  |  |  | 115024337 | 1 |  |  |  | MOLEX | 74720-0510 | UNK | END OF LIFE | SMALL FORM-FACTOR PLUGGABLE (SFP) EMI PLUG | 2096 N Gateway Blvd | Fresno | CA | 93727 | DISP
|  |  |  | 123221123 | 1 |  |  |  | MOLEX | 74720-0510 | UNK | END OF LIFE | SMALL FORM-FACTOR PLUGGABLE (SFP) EMI PLUG | 2096 N Gateway Blvd | Fresno | CA | 93727 | DISP
|  |  |  | 123221129 | 1 |  |  |  | MOLEX | 74720-0510 | UNK | END OF LIFE | SMALL FORM-FACTOR PLUGGABLE (SFP) EMI PLUG | 2096 N Gateway Blvd | Fresno | CA | 93727 | DISP
|  |  |  | 123421952 | 1 |  |  |  | MOLEX | 74720-0510 | UNK | END OF LIFE | SMALL FORM-FACTOR PLUGGABLE (SFP) EMI PLUG | 2096 N Gateway Blvd | Fresno | CA | 93727 | DISP
|  |  |  | 123420541 | 1 |  |  |  | MOLEX | 74720-0510 | UNK | END OF LIFE | SMALL FORM-FACTOR PLUGGABLE (SFP) EMI PLUG | 2096 N Gateway Blvd | Fresno | CA | 93727 | DISP
|  |  |  | 115026372 | 1 |  |  |  | MOLEX | 74720-0510 | UNK | END OF LIFE | SMALL FORM-FACTOR PLUGGABLE (SFP) EMI PLUG | 2096 N Gateway Blvd | Fresno | CA | 93727 | DISP
|  |  |  | 123421947 | 1 |  |  |  | MOLEX | 74720-0510 | UNK | END OF LIFE | SMALL FORM-FACTOR PLUGGABLE (SFP) EMI PLUG | 2096 N Gateway Blvd | Fresno | CA | 93727 | DISP
|  |  |  | 123421943 | 1 |  |  |  | MOLEX | 74720-0510 | UNK | END OF LIFE | SMALL FORM-FACTOR PLUGGABLE (SFP) EMI PLUG | 2096 N Gateway Blvd | Fresno | CA | 93727 | DISP
|  |  |  | 115821827 | 1 |  |  |  | MOLEX | 74720-0510 | UNK | END OF LIFE | SMALL FORM-FACTOR PLUGGABLE (SFP) EMI PLUG | 2096 N Gateway Blvd | Fresno | CA | 93727 | DISP
|  |  |  | 107820110 | 1 |  |  |  | MOLEX | 74720-0510 | UNK | END OF LIFE | SMALL FORM-FACTOR PLUGGABLE (SFP) EMI PLUG | 2096 N Gateway Blvd | Fresno | CA | 93727 | DISP
|  |  |  | 115024629 | 1 |  |  |  | MOLEX | 74720-0510 | UNK | END OF LIFE | SMALL FORM-FACTOR PLUGGABLE (SFP) EMI PLUG | 2096 N Gateway Blvd | Fresno | CA | 93727 | DISP
|  |  |  | 123421942 | 1 |  |  |  | MOLEX | 74720-0510 | UNK | END OF LIFE | SMALL FORM-FACTOR PLUGGABLE (SFP) EMI PLUG | 2096 N Gateway Blvd | Fresno | CA | 93727 | DISP
|  |  |  | 115024770 | 1 |  |  |  | MOLEX | 74720-0510 | UNK | END OF LIFE | SMALL FORM-FACTOR PLUGGABLE (SFP) EMI PLUG | 2096 N Gateway Blvd | Fresno | CA | 93727 | DISP
|  |  |  | 123221153 | 1 |  |  |  | MOLEX | 74720-0510 | UNK | END OF LIFE | SMALL FORM-FACTOR PLUGGABLE (SFP) EMI PLUG | 2096 N Gateway Blvd | Fresno | CA | 93727 | DISP
|  |  |  | 115024334 | 1 |  |  |  | MOLEX | 74720-0510 | UNK | END OF LIFE | SMALL FORM-FACTOR PLUGGABLE (SFP) EMI PLUG | 2096 N Gateway Blvd | Fresno | CA | 93727 | DISP
|  |  |  | 123221127 | 1 |  |  |  | MOLEX | 74720-0510 | UNK | END OF LIFE | SMALL FORM-FACTOR PLUGGABLE (SFP) EMI PLUG | 2096 N Gateway Blvd | Fresno | CA | 93727 | DISP
|  |  |  | 123421951 | 1 |  |  |  | MOLEX | 74720-0510 | UNK | END OF LIFE | SMALL FORM-FACTOR PLUGGABLE (SFP) EMI PLUG | 2096 N Gateway Blvd | Fresno | CA | 93727 | DISP
|  |  |  | 123221145 | 1 |  |  |  | MOLEX | 74720-0510 | UNK | END OF LIFE | SMALL FORM-FACTOR PLUGGABLE (SFP) EMI PLUG | 2096 N Gateway Blvd | Fresno | CA | 93727 | DISP
|  |  |  | 928320314 | 1 |  |  |  | MOLEX | 74720-0510 | UNK | END OF LIFE | SMALL FORM-FACTOR PLUGGABLE (SFP) EMI PLUG | 1900 CUMBERLAND SE PKWY | ATLANTA | GA | 30339 | DISP
|  |  |  | 923620792 | 1 |  |  |  | MOLEX | 74720-0510 | UNK | END OF LIFE | SMALL FORM-FACTOR PLUGGABLE (SFP) EMI PLUG | 1900 CUMBERLAND SE PKWY | ATLANTA | GA | 30339 | DISP
|  |  |  | 917620456 | 1 |  |  |  | MOLEX | 74720-0510 | UNK | END OF LIFE | SMALL FORM-FACTOR PLUGGABLE (SFP) EMI PLUG | 1900 CUMBERLAND SE PKWY | ATLANTA | GA | 30339 | DISP
|  |  |  | 917620070 | 1 |  |  |  | MOLEX | 74720-0510 | UNK | END OF LIFE | SMALL FORM-FACTOR PLUGGABLE (SFP) EMI PLUG | 1900 CUMBERLAND SE PKWY | ATLANTA | GA | 30339 | DISP
|  |  |  | 101531091 | 1 |  |  |  | MOLEX | 74720-0510 | UNK | END OF LIFE | SMALL FORM-FACTOR PLUGGABLE (SFP) EMI PLUG | 1900 CUMBERLAND SE PKWY | ATLANTA | GA | 30339 | DISP
|  |  |  | 917620467 | 1 |  |  |  | MOLEX | 74720-0510 | UNK | END OF LIFE | SMALL FORM-FACTOR PLUGGABLE (SFP) EMI PLUG | 1900 CUMBERLAND SE PKWY | ATLANTA | GA | 30339 | DISP
|  |  |  | 101610191 | 1 |  |  |  | MOLEX | 74720-0510 | UNK | END OF LIFE | SMALL FORM-FACTOR PLUGGABLE (SFP) EMI PLUG | 1900 CUMBERLAND SE PKWY | ATLANTA | GA | 30339 | DISP
|  |  |  | 101610320 | 1 |  |  |  | MOLEX | 74720-0510 | UNK | END OF LIFE | SMALL FORM-FACTOR PLUGGABLE (SFP) EMI PLUG | 1900 CUMBERLAND SE PKWY | ATLANTA | GA | 30339 | DISP
|  |  |  | 101610200 | 1 |  |  |  | MOLEX | 74720-0510 | UNK | END OF LIFE | SMALL FORM-FACTOR PLUGGABLE (SFP) EMI PLUG | 1900 CUMBERLAND SE PKWY | ATLANTA | GA | 30339 | DISP
|  |  |  | 914720791 | 1 |  |  |  | MOLEX | 74720-0510 | UNK | END OF LIFE | SMALL FORM-FACTOR PLUGGABLE (SFP) EMI PLUG | 1900 CUMBERLAND SE PKWY | ATLANTA | GA | 30339 | DISP
|  |  |  | 934120734 | 1 |  |  |  | MOLEX | 74720-0510 | UNK | END OF LIFE | SMALL FORM-FACTOR PLUGGABLE (SFP) EMI PLUG | 1900 CUMBERLAND SE PKWY | ATLANTA | GA | 30339 | DISP
|  |  |  | 101610280 | 1 |  |  |  | MOLEX | 74720-0510 | UNK | END OF LIFE | SMALL FORM-FACTOR PLUGGABLE (SFP) EMI PLUG | 1900 CUMBERLAND SE PKWY | ATLANTA | GA | 30339 | DISP
|  |  |  | 101610675 | 1 |  |  |  | MOLEX | 74720-0510 | UNK | END OF LIFE | SMALL FORM-FACTOR PLUGGABLE (SFP) EMI PLUG | 1900 CUMBERLAND SE PKWY | ATLANTA | GA | 30339 | DISP
|  |  |  | 914720846 | 1 |  |  |  | MOLEX | 74720-0510 | UNK | END OF LIFE | SMALL FORM-FACTOR PLUGGABLE (SFP) EMI PLUG | 1900 CUMBERLAND SE PKWY | ATLANTA | GA | 30339 | DISP
|  |  |  | 922930336 | 1 |  |  |  | MOLEX | 74720-0510 | UNK | END OF LIFE | SMALL FORM-FACTOR PLUGGABLE (SFP) EMI PLUG | 1900 CUMBERLAND SE PKWY | ATLANTA | GA | 30339 | DISP
[5 empty] | 1 |  |  |  | COMMSCOPE | 760236174 | UNK | END OF LIFE | OCM1 LGX W/DWDM SINGLE 16CH/UP/EXP/2TEST, LC/APC(21-62) | 2096 N Gateway Blvd | Fresno | CA | 93727 | DISP
[5 empty] | 5 |  |  |  | MOTOROLA | 842859-000 | UNK | END OF LIFE | MOTOROLA 842859-000 FEC MODULE | 124 Action ST | Maynard | MA | 1754 | DISP
|  |  |  | WAE10N5E | 1 |  |  |  | HEWLETT PACKARD | 867254-001 | UNK | END OF LIFE | 300GB 15K 12G SFF SAS SC Hard Drive | 2096 N Gateway Blvd | Fresno | CA | 93727 | DISP
|  |  |  | DLD0409015626 | 1 |  |  |  | NORTEL | A76009-007 | UNK | END OF LIFE | POWER SUPPLY 500W | 1900 CUMBERLAND SE PKWY | ATLANTA | GA | 30339 | DISP
|  |  |  | DLD0344049753 | 1 |  |  |  | NORTEL | A76009-007 | UNK | END OF LIFE | POWER SUPPLY 500W | 1900 CUMBERLAND SE PKWY | ATLANTA | GA | 30339 | DISP
|  |  |  | DLD0452098226 | 1 |  |  |  | NORTEL | A76009-007 | UNK | END OF LIFE | POWER SUPPLY 500W | 1900 CUMBERLAND SE PKWY | ATLANTA | GA | 30339 | DISP
|  |  |  | DLD0413033603 | 1 |  |  |  | NORTEL | A76009-007 | UNK | END OF LIFE | POWER SUPPLY 500W | 1900 CUMBERLAND SE PKWY | ATLANTA | GA | 30339 | DISP
|  |  |  | DLD0517015792 | 1 |  |  |  | NORTEL | A76009-007 | UNK | END OF LIFE | POWER SUPPLY 500W | 1900 CUMBERLAND SE PKWY | ATLANTA | GA | 30339 | DISP
|  |  |  | DLD0632007365 | 1 |  |  |  | NORTEL | A76009-007 | UNK | END OF LIFE | POWER SUPPLY 500W | 1900 CUMBERLAND SE PKWY | ATLANTA | GA | 30339 | DISP
[5 empty] | 46 |  |  |  | GENERIC | A86398-003 | UNK | END OF LIFE | A86398-003 MODULE | 124 Action ST | Maynard | MA | 1754 | DISP
|  |  |  | BDA32455 | 1 |  |  |  | MENARA | ABTC02J-BT | UNK | END OF LIFE | MENARA 10/100/1000BASE-T SGMII RJ45 ITEMP COPPER SFP TRCVR M | 2096 N Gateway Blvd | Fresno | CA | 93727 | DISP
|  |  |  | BDA32456 | 1 |  |  |  | MENARA | ABTC02J-BT | UNK | END OF LIFE | MENARA 10/100/1000BASE-T SGMII RJ45 ITEMP COPPER SFP TRCVR M | 2096 N Gateway Blvd | Fresno | CA | 93727 | DISP
|  |  |  | BDA30215 | 1 |  |  |  | MENARA | ABTC02J-BT | UNK | END OF LIFE | MENARA 10/100/1000BASE-T SGMII RJ45 ITEMP COPPER SFP TRCVR M | 2096 N Gateway Blvd | Fresno | CA | 93727 | DISP
|  |  |  | BDA30231 | 1 |  |  |  | MENARA | ABTC02J-BT | UNK | END OF LIFE | MENARA 10/100/1000BASE-T SGMII RJ45 ITEMP COPPER SFP TRCVR M | 2096 N Gateway Blvd | Fresno | CA | 93727 | DISP
|  |  |  | BDA32468 | 1 |  |  |  | MENARA | ABTC02J-BT | UNK | END OF LIFE | MENARA 10/100/1000BASE-T SGMII RJ45 ITEMP COPPER SFP TRCVR M | 2096 N Gateway Blvd | Fresno | CA | 93727 | DISP
|  |  |  | BDA30224 | 1 |  |  |  | MENARA | ABTC02J-BT | UNK | END OF LIFE | MENARA 10/100/1000BASE-T SGMII RJ45 ITEMP COPPER SFP TRCVR M | 2096 N Gateway Blvd | Fresno | CA | 93727 | DISP
|  |  |  | BDA30230 | 1 |  |  |  | MENARA | ABTC02J-BT | UNK | END OF LIFE | MENARA 10/100/1000BASE-T SGMII RJ45 ITEMP COPPER SFP TRCVR M | 2096 N Gateway Blvd | Fresno | CA | 93727 | DISP
|  |  |  | BDA32467 | 1 |  |  |  | MENARA | ABTC02J-BT | UNK | END OF LIFE | MENARA 10/100/1000BASE-T SGMII RJ45 ITEMP COPPER SFP TRCVR M | 2096 N Gateway Blvd | Fresno | CA | 93727 | DISP
[5 empty] | 1 |  |  |  | AVAGO | AFBR-5601Z | UNK | END OF LIFE | GBIC 1000BASE-SX WAVELENGTH 850NM REACH | 124 Action ST | Maynard | MA | 1754 | DISP
|  |  |  | FCW2012NFVN | 1 |  |  |  | CISCO | AIR-CAP3702I-A-K9 | UNK | END OF LIFE | Cisco Controller Based Access Point | 2096 N Gateway Blvd | Fresno | CA | 93727 | DISP
|  |  |  | D8A4382 | 1 |  |  |  | AURORA NETWORKS | AT3306G-A-2-AS | UNK | END OF LIFE | Txmtr 1GHz 6dB Dual Input AGC 77Analog 75QAM Ch SC/APC BPA8 | 2096 N Gateway Blvd | Fresno | CA | 93727 | DISP
|  |  |  | E5A1469 | 1 |  |  |  | AURORA NETWORKS | AT3306G-A-2-AS | UNK | END OF LIFE | Txmtr 1GHz 6dB Dual Input AGC 77Analog 75QAM Ch SC/APC BPA8 | 2096 N Gateway Blvd | Fresno | CA | 93727 | DISP
|  |  |  | D8A4507 | 1 |  |  |  | AURORA NETWORKS | AT3306G-A-2-AS | UNK | END OF LIFE | Txmtr 1GHz 6dB Dual Input AGC 77Analog 75QAM Ch SC/APC BPA8 | 2096 N Gateway Blvd | Fresno | CA | 93727 | DISP
|  |  |  | E2A5914 | 1 |  |  |  | AURORA NETWORKS | AT3306G-A-2-AS | UNK | END OF LIFE | Txmtr 1GHz 6dB Dual Input AGC 77Analog 75QAM Ch SC/APC BPA8 | 2096 N Gateway Blvd | Fresno | CA | 93727 | DISP
[5 empty] | 2 |  |  |  | AURORA NETWORKS | AT3306G-N-1-AS | UNK | END OF LIFE | AURORA AT3306G-N-1-AS ANALOG TRANSMITTER SINGLE RF INPUT | 124 Action ST | Maynard | MA | 1754 | DISP
|  |  |  | DAA8819 | 1 |  |  |  | AURORA NETWORKS | AT3309G-A-2-AS | UNK | END OF LIFE | AURORA AT3309G-A-2-AS ANALOG 1310 NM TRANSMITTER 1GHZ | 2096 N Gateway Blvd | Fresno | CA | 93727 | DISP
|  |  |  | E3A3806 | 1 |  |  |  | AURORA NETWORKS | AT3309G-A-2-AS | UNK | END OF LIFE | AURORA AT3309G-A-2-AS ANALOG 1310 NM TRANSMITTER 1GHZ | 2096 N Gateway Blvd | Fresno | CA | 93727 | DISP
|  |  |  | DCA5576 | 1 |  |  |  | AURORA NETWORKS | AT3309G-A-2-AS | UNK | END OF LIFE | AURORA AT3309G-A-2-AS ANALOG 1310 NM TRANSMITTER 1GHZ | 2096 N Gateway Blvd | Fresno | CA | 93727 | DISP
|  |  |  | E3A2384 | 1 |  |  |  | ARRIS | AT3545G-20-1-AS | UNK | END OF LIFE | ARRIS AT3545G-20-1-AS FULL SPECTRUM DWDM TRANSMITTER 1 GHz | 2096 N Gateway Blvd | Fresno | CA | 93727 | DISP
|  |  |  | E3A2401 | 1 |  |  |  | ARRIS | AT3545G-20-1-AS | UNK | END OF LIFE | ARRIS AT3545G-20-1-AS FULL SPECTRUM DWDM TRANSMITTER 1 GHz | 2096 N Gateway Blvd | Fresno | CA | 93727 | DISP
|  |  |  | E81A484 | 1 |  |  |  | ARRIS | AT3545G-20-1-AS | UNK | END OF LIFE | ARRIS AT3545G-20-1-AS FULL SPECTRUM DWDM TRANSMITTER 1 GHz | 2096 N Gateway Blvd | Fresno | CA | 93727 | DISP
|  |  |  | E3A2382 | 1 |  |  |  | ARRIS | AT3545G-20-1-AS | UNK | END OF LIFE | ARRIS AT3545G-20-1-AS FULL SPECTRUM DWDM TRANSMITTER 1 GHz | 2096 N Gateway Blvd | Fresno | CA | 93727 | DISP
|  |  |  | E3A2426 | 1 |  |  |  | ARRIS | AT3545G-20-1-AS | UNK | END OF LIFE | ARRIS AT3545G-20-1-AS FULL SPECTRUM DWDM TRANSMITTER 1 GHz | 2096 N Gateway Blvd | Fresno | CA | 93727 | DISP
|  |  |  | E3A2408 | 1 |  |  |  | ARRIS | AT3545G-20-1-AS | UNK | END OF LIFE | ARRIS AT3545G-20-1-AS FULL SPECTRUM DWDM TRANSMITTER 1 GHz | 2096 N Gateway Blvd | Fresno | CA | 93727 | DISP
|  |  |  | E3A2284 | 1 |  |  |  | ARRIS | AT3545G-20-1-AS | UNK | END OF LIFE | ARRIS AT3545G-20-1-AS FULL SPECTRUM DWDM TRANSMITTER 1 GHz | 2096 N Gateway Blvd | Fresno | CA | 93727 | DISP
|  |  |  | E3A2380 | 1 |  |  |  | ARRIS | AT3545G-20-1-AS | UNK | END OF LIFE | ARRIS AT3545G-20-1-AS FULL SPECTRUM DWDM TRANSMITTER 1 GHz | 2096 N Gateway Blvd | Fresno | CA | 93727 | DISP
|  |  |  | E81A488 | 1 |  |  |  | ARRIS | AT3545G-20-1-AS | UNK | END OF LIFE | ARRIS AT3545G-20-1-AS FULL SPECTRUM DWDM TRANSMITTER 1 GHz | 2096 N Gateway Blvd | Fresno | CA | 93727 | DISP
|  |  |  | E3A2333 | 1 |  |  |  | ARRIS | AT3545G-20-1-AS | UNK | END OF LIFE | ARRIS AT3545G-20-1-AS FULL SPECTRUM DWDM TRANSMITTER 1 GHz | 2096 N Gateway Blvd | Fresno | CA | 93727 | DISP
|  |  |  | E3A2457 | 1 |  |  |  | ARRIS | AT3545G-20-1-AS | UNK | END OF LIFE | ARRIS AT3545G-20-1-AS FULL SPECTRUM DWDM TRANSMITTER 1 GHz | 2096 N Gateway Blvd | Fresno | CA | 93727 | DISP
|  |  |  | E6A2488 | 1 |  |  |  | ARRIS | AT3545G-20-1-AS | UNK | END OF LIFE | ARRIS AT3545G-20-1-AS FULL SPECTRUM DWDM TRANSMITTER 1 GHz | 2096 N Gateway Blvd | Fresno | CA | 93727 | DISP
|  |  |  | E3A2418 | 1 |  |  |  | ARRIS | AT3545G-20-1-AS | UNK | END OF LIFE | ARRIS AT3545G-20-1-AS FULL SPECTRUM DWDM TRANSMITTER 1 GHz | 2096 N Gateway Blvd | Fresno | CA | 93727 | DISP
|  |  |  | E3A2318 | 1 |  |  |  | ARRIS | AT3545G-20-1-AS | UNK | END OF LIFE | ARRIS AT3545G-20-1-AS FULL SPECTRUM DWDM TRANSMITTER 1 GHz | 2096 N Gateway Blvd | Fresno | CA | 93727 | DISP
|  |  |  | E3A2344 | 1 |  |  |  | ARRIS | AT3545G-20-1-AS | UNK | END OF LIFE | ARRIS AT3545G-20-1-AS FULL SPECTRUM DWDM TRANSMITTER 1 GHz | 2096 N Gateway Blvd | Fresno | CA | 93727 | DISP
|  |  |  | E3A2465 | 1 |  |  |  | ARRIS | AT3545G-20-1-AS | UNK | END OF LIFE | ARRIS AT3545G-20-1-AS FULL SPECTRUM DWDM TRANSMITTER 1 GHz | 2096 N Gateway Blvd | Fresno | CA | 93727 | DISP
|  |  |  | E2A0702 | 1 |  |  |  | ARRIS | AT3545G-20-1-AS | UNK | END OF LIFE | ARRIS AT3545G-20-1-AS FULL SPECTRUM DWDM TRANSMITTER 1 GHz | 2096 N Gateway Blvd | Fresno | CA | 93727 | DISP
|  |  |  | E6A2661 | 1 |  |  |  | ARRIS | AT3545G-21-1-AS | UNK | END OF LIFE | ARRIS AT3545G-21-1-AS FULL SPECTRUM DWDM TRANSMITTER | 2096 N Gateway Blvd | Fresno | CA | 93727 | DISP
|  |  |  | E3A2576 | 1 |  |  |  | ARRIS | AT3545G-21-1-AS | UNK | END OF LIFE | ARRIS AT3545G-21-1-AS FULL SPECTRUM DWDM TRANSMITTER | 2096 N Gateway Blvd | Fresno | CA | 93727 | DISP
|  |  |  | E6A2663 | 1 |  |  |  | ARRIS | AT3545G-21-1-AS | UNK | END OF LIFE | ARRIS AT3545G-21-1-AS FULL SPECTRUM DWDM TRANSMITTER | 2096 N Gateway Blvd | Fresno | CA | 93727 | DISP
|  |  |  | E6A2673 | 1 |  |  |  | ARRIS | AT3545G-21-1-AS | UNK | END OF LIFE | ARRIS AT3545G-21-1-AS FULL SPECTRUM DWDM TRANSMITTER | 2096 N Gateway Blvd | Fresno | CA | 93727 | DISP
|  |  |  | DB1A74E | 1 |  |  |  | ARRIS | AT3545G-24-1-AS | UNK | END OF LIFE | ARRIS AT3545G-24-1-AS TX 1GHZ 10DB QAM30A CH24 | 2096 N Gateway Blvd | Fresno | CA | 93727 | DISP
|  |  |  | E914754 | 1 |  |  |  | ARRIS | AT3545G-24-1-AS | UNK | END OF LIFE | ARRIS AT3545G-24-1-AS TX 1GHZ 10DB QAM30A CH24 | 2096 N Gateway Blvd | Fresno | CA | 93727 | DISP
|  |  |  | E2A0957 | 1 |  |  |  | ARRIS | AT3545G-24-1-AS | UNK | END OF LIFE | ARRIS AT3545G-24-1-AS TX 1GHZ 10DB QAM30A CH24 | 2096 N Gateway Blvd | Fresno | CA | 93727 | DISP
|  |  |  | E91475B | 1 |  |  |  | ARRIS | AT3545G-24-1-AS | UNK | END OF LIFE | ARRIS AT3545G-24-1-AS TX 1GHZ 10DB QAM30A CH24 | 2096 N Gateway Blvd | Fresno | CA | 93727 | DISP
|  |  |  | E91474A | 1 |  |  |  | ARRIS | AT3545G-24-1-AS | UNK | END OF LIFE | ARRIS AT3545G-24-1-AS TX 1GHZ 10DB QAM30A CH24 | 2096 N Gateway Blvd | Fresno | CA | 93727 | DISP
|  |  |  | E6A3370 | 1 |  |  |  | ARRIS | AT3545G-29-1-AS | UNK | END OF LIFE | PS3148D | 2096 N Gateway Blvd | Fresno | CA | 93727 | DISP
|  |  |  | E3A2807 | 1 |  |  |  | ARRIS | AT3545G-29-1-AS | UNK | END OF LIFE | PS3148D | 2096 N Gateway Blvd | Fresno | CA | 93727 | DISP
|  |  |  | E6A3368 | 1 |  |  |  | ARRIS | AT3545G-29-1-AS | UNK | END OF LIFE | PS3148D | 2096 N Gateway Blvd | Fresno | CA | 93727 | DISP
|  |  |  | E6A3362 | 1 |  |  |  | ARRIS | AT3545G-29-1-AS | UNK | END OF LIFE | PS3148D | 2096 N Gateway Blvd | Fresno | CA | 93727 | DISP
|  |  |  | E6A3375 | 1 |  |  |  | ARRIS | AT3545G-29-1-AS | UNK | END OF LIFE | PS3148D | 2096 N Gateway Blvd | Fresno | CA | 93727 | DISP
|  |  |  | F7F6012 | 1 |  |  |  | AURORA NETWORKS | BD35M4-AC1-H02F-1-AS | UNK | END OF LIFE | 100GHz Mux 4 F Spec Tmtr ITU Ch 20 | 2096 N Gateway Blvd | Fresno | CA | 93727 | DISP
|  |  |  | FCF6604 | 1 |  |  |  | AURORA NETWORKS | BD35M4-AC1-H02F-1-AS | UNK | END OF LIFE | 100GHz Mux 4 F Spec Tmtr ITU Ch 20 | 2096 N Gateway Blvd | Fresno | CA | 93727 | DISP
|  |  |  | FCF6603 | 1 |  |  |  | AURORA NETWORKS | BD35M4-AC1-H02F-1-AS | UNK | END OF LIFE | 100GHz Mux 4 F Spec Tmtr ITU Ch 20 | 2096 N Gateway Blvd | Fresno | CA | 93727 | DISP
|  |  |  | FCF6585 | 1 |  |  |  | AURORA NETWORKS | BD35M4-AC1-H02F-1-AS | UNK | END OF LIFE | 100GHz Mux 4 F Spec Tmtr ITU Ch 20 | 2096 N Gateway Blvd | Fresno | CA | 93727 | DISP
|  |  |  | FBF5733 | 1 |  |  |  | AURORA NETWORKS | BD35M4-AC1-H02F-1-AS | UNK | END OF LIFE | 100GHz Mux 4 F Spec Tmtr ITU Ch 20 | 2096 N Gateway Blvd | Fresno | CA | 93727 | DISP
|  |  |  | 01F5224 | 1 |  |  |  | AURORA NETWORKS | BD35M4-AC1-H02F-1-AS | UNK | END OF LIFE | 100GHz Mux 4 F Spec Tmtr ITU Ch 20 | 2096 N Gateway Blvd | Fresno | CA | 93727 | DISP
|  |  |  | FBF5755 | 1 |  |  |  | AURORA NETWORKS | BD35M4-AC1-H02F-1-AS | UNK | END OF LIFE | 100GHz Mux 4 F Spec Tmtr ITU Ch 20 | 2096 N Gateway Blvd | Fresno | CA | 93727 | DISP
|  |  |  | 2081E82 | 1 |  |  |  | AURORA NETWORKS | BD35M4-AC1-H02F-3-AS | UNK | END OF LIFE | 81531 - 100GHz dbl density MUX | 2096 N Gateway Blvd | Fresno | CA | 93727 | DISP
|  |  |  | 06F2642 | 1 |  |  |  | AURORA NETWORKS | BD35M4-AC1-H02F-3-AS | UNK | END OF LIFE | 81531 - 100GHz dbl density MUX | 2096 N Gateway Blvd | Fresno | CA | 93727 | DISP
|  |  |  | 20815BA | 1 |  |  |  | AURORA NETWORKS | BD35M4-AC1-H02F-3-AS | UNK | END OF LIFE | 81531 - 100GHz dbl density MUX | 2096 N Gateway Blvd | Fresno | CA | 93727 | DISP
|  |  |  | 20815A2 | 1 |  |  |  | AURORA NETWORKS | BD35M4-AC1-H02F-3-AS | UNK | END OF LIFE | 81531 - 100GHz dbl density MUX | 2096 N Gateway Blvd | Fresno | CA | 93727 | DISP
|  |  |  | 2080796 | 1 |  |  |  | AURORA NETWORKS | BD35M4-AC1-H02F-3-AS | UNK | END OF LIFE | 81531 - 100GHz dbl density MUX | 2096 N Gateway Blvd | Fresno | CA | 93727 | DISP
|  |  |  | 2081893 | 1 |  |  |  | AURORA NETWORKS | BD35M4-AC1-H02F-3-AS | UNK | END OF LIFE | 81531 - 100GHz dbl density MUX | 2096 N Gateway Blvd | Fresno | CA | 93727 | DISP
|  |  |  | 2081560 | 1 |  |  |  | AURORA NETWORKS | BD35M4-AC1-H02F-3-AS | UNK | END OF LIFE | 81531 - 100GHz dbl density MUX | 2096 N Gateway Blvd | Fresno | CA | 93727 | DISP
|  |  |  | 20806E5 | 1 |  |  |  | AURORA NETWORKS | BD35M4-AC1-H02F-3-AS | UNK | END OF LIFE | 81531 - 100GHz dbl density MUX | 2096 N Gateway Blvd | Fresno | CA | 93727 | DISP
|  |  |  | 2081529 | 1 |  |  |  | AURORA NETWORKS | BD35M4-AC1-H02F-3-AS | UNK | END OF LIFE | 81531 - 100GHz dbl density MUX | 2096 N Gateway Blvd | Fresno | CA | 93727 | DISP
|  |  |  | 20806EE | 1 |  |  |  | AURORA NETWORKS | BD35M4-AC1-H02F-3-AS | UNK | END OF LIFE | 81531 - 100GHz dbl density MUX | 2096 N Gateway Blvd | Fresno | CA | 93727 | DISP
|  |  |  | 208152E | 1 |  |  |  | AURORA NETWORKS | BD35M4-AC1-H02F-3-AS | UNK | END OF LIFE | 81531 - 100GHz dbl density MUX | 2096 N Gateway Blvd | Fresno | CA | 93727 | DISP
|  |  |  | 2081039 | 1 |  |  |  | AURORA NETWORKS | BD35M4-AC1-H02F-3-AS | UNK | END OF LIFE | 81531 - 100GHz dbl density MUX | 2096 N Gateway Blvd | Fresno | CA | 93727 | DISP
|  |  |  | 2081017 | 1 |  |  |  | AURORA NETWORKS | BD35M4-AC1-H02F-3-AS | UNK | END OF LIFE | 81531 - 100GHz dbl density MUX | 2096 N Gateway Blvd | Fresno | CA | 93727 | DISP
[5 empty] | 2 |  |  |  | ARRIS | BP-3104C-AS | UNK | END OF LIFE | ARRIS BP-3104C-AS RF OPTICAL INTERFACE MODULE | 124 Action ST | Maynard | MA | 1754 | DISP
|  |  |  | 0611225 | 1 |  |  |  | AURORA NETWORKS | BP3400C-00 | UNK | END OF LIFE | Configurable Back Plate compatibl | 2096 N Gateway Blvd | Fresno | CA | 93727 | DISP
|  |  |  | F81202D | 1 |  |  |  | AURORA NETWORKS | BP3400C-00 | UNK | END OF LIFE | Configurable Back Plate compatibl | 2096 N Gateway Blvd | Fresno | CA | 93727 | DISP
|  |  |  | 8D768E4 | 1 |  |  |  | AURORA NETWORKS | BP3400C-00 | UNK | END OF LIFE | Configurable Back Plate compatibl | 2096 N Gateway Blvd | Fresno | CA | 93727 | DISP
|  |  |  | 0111C95 | 1 |  |  |  | AURORA NETWORKS | BP3400C-00 | UNK | END OF LIFE | Configurable Back Plate compatibl | 2096 N Gateway Blvd | Fresno | CA | 93727 | DISP
|  |  |  | 8D2D868 | 1 |  |  |  | AURORA NETWORKS | BP3400C-00 | UNK | END OF LIFE | Configurable Back Plate compatibl | 2096 N Gateway Blvd | Fresno | CA | 93727 | DISP
|  |  |  | 0111C98 | 1 |  |  |  | AURORA NETWORKS | BP3400C-00 | UNK | END OF LIFE | Configurable Back Plate compatibl | 2096 N Gateway Blvd | Fresno | CA | 93727 | DISP
|  |  |  | 061109F | 1 |  |  |  | AURORA NETWORKS | BP3400C-00 | UNK | END OF LIFE | Configurable Back Plate compatibl | 2096 N Gateway Blvd | Fresno | CA | 93727 | DISP
|  |  |  | BP3400.0D80F9E | 1 |  |  |  | AURORA NETWORKS | BP3400C-00 | UNK | END OF LIFE | Configurable Back Plate compatibl | 2096 N Gateway Blvd | Fresno | CA | 93727 | DISP
|  |  |  | BP3400.F4126B1 | 1 |  |  |  | AURORA NETWORKS | BP3400C-00 | UNK | END OF LIFE | Configurable Back Plate compatibl | 2096 N Gateway Blvd | Fresno | CA | 93727 | DISP
|  |  |  | E7F0332 | 1 |  |  |  | ARRIS | BP-35M4-CF1-1-00-AS | UNK | END OF LIFE | ARRIS BP-35M4-CF1-1-00-AS MUX ITU 30A CH 20/29 BACKPLATE | 2096 N Gateway Blvd | Fresno | CA | 93727 | DISP
|  |  |  | E7F0510 | 1 |  |  |  | ARRIS | BP-35M4-CF1-1-00-AS | UNK | END OF LIFE | ARRIS BP-35M4-CF1-1-00-AS MUX ITU 30A CH 20/29 BACKPLATE | 2096 N Gateway Blvd | Fresno | CA | 93727 | DISP
|  |  |  | E7F0284 | 1 |  |  |  | ARRIS | BP-35M4-CF1-1-00-AS | UNK | END OF LIFE | ARRIS BP-35M4-CF1-1-00-AS MUX ITU 30A CH 20/29 BACKPLATE | 2096 N Gateway Blvd | Fresno | CA | 93727 | DISP
[5 empty] | 8 |  |  |  | ARRIS | BP-A4 | UNK | END OF LIFE | ARRIS BP-A4 SINGLE-WITH BACK PLATE | 2096 N Gateway Blvd | Fresno | CA | 93727 | DISP
[5 empty] | 2 |  |  |  | ARRIS | BP-A4 | UNK | END OF LIFE | ARRIS BP-A4 SINGLE-WITH BACK PLATE | 2096 N Gateway Blvd | Fresno | CA | 93727 | DISP
[5 empty] | 6 |  |  |  | AURORA NETWORKS | BP-A8 | UNK | END OF LIFE | Back Plate for AT3300 series transmitters with dua | 2096 N Gateway Blvd | Fresno | CA | 93727 | DISP
[5 empty] | 29 |  |  |  | AURORA NETWORKS | BP-P2 | UNK | END OF LIFE | AURORA BP-P2 BACKPLATE POWER IN | 2096 N Gateway Blvd | Fresno | CA | 93727 | DISP
[5 empty] | 6 |  |  |  | AURORA NETWORKS | BP-P2 | UNK | END OF LIFE | AURORA BP-P2 BACKPLATE POWER IN | 2096 N Gateway Blvd | Fresno | CA | 93727 | DISP
[5 empty] | 44 |  |  |  | AURORA NETWORKS | BP-P2 | UNK | END OF LIFE | AURORA BP-P2 BACKPLATE POWER IN | 124 Action ST | Maynard | MA | 1754 | DISP
|  |  |  | J8C7000064358 | 1 |  |  |  | GENERAL INSTRUMENT | C6U | UNK | END OF LIFE | Commander 6 Upconverter | 2096 N Gateway Blvd | Fresno | CA | 93727 | DISP
|  |  |  | J0E7000308358 | 1 |  |  |  | GENERAL INSTRUMENT | C6UP | UNK | END OF LIFE | General Instrument C6U Commander 6 Upconverter C6UP | 2096 N Gateway Blvd | Fresno | CA | 93727 | DISP
|  |  |  | 0D80203 | 1 |  |  |  | AURORA NETWORKS | CA3008 | UNK | END OF LIFE | Carrier Module supports HT series transmitter module | 2096 N Gateway Blvd | Fresno | CA | 93727 | DISP
|  |  |  | 2001F1F | 1 |  |  |  | AURORA NETWORKS | CA3008 | UNK | END OF LIFE | Carrier Module supports HT series transmitter module | 2096 N Gateway Blvd | Fresno | CA | 93727 | DISP
|  |  |  | 20019B4 | 1 |  |  |  | AURORA NETWORKS | CA3008 | UNK | END OF LIFE | Carrier Module supports HT series transmitter module | 2096 N Gateway Blvd | Fresno | CA | 93727 | DISP
|  |  |  | 2001EF0 | 1 |  |  |  | AURORA NETWORKS | CA3008 | UNK | END OF LIFE | Carrier Module supports HT series transmitter module | 2096 N Gateway Blvd | Fresno | CA | 93727 | DISP
|  |  |  | 8D2AB9D | 1 |  |  |  | AURORA NETWORKS | CA3008 | UNK | END OF LIFE | Carrier Module supports HT series transmitter module | 2096 N Gateway Blvd | Fresno | CA | 93727 | DISP
|  |  |  | 0311D1B | 1 |  |  |  | AURORA NETWORKS | CA3008 | UNK | END OF LIFE | Carrier Module supports HT series transmitter module | 2096 N Gateway Blvd | Fresno | CA | 93727 | DISP
|  |  |  | 0311C3E | 1 |  |  |  | AURORA NETWORKS | CA3008 | UNK | END OF LIFE | Carrier Module supports HT series transmitter module | 2096 N Gateway Blvd | Fresno | CA | 93727 | DISP
|  |  |  | 0D8020C | 1 |  |  |  | AURORA NETWORKS | CA3008 | UNK | END OF LIFE | Carrier Module supports HT series transmitter module | 2096 N Gateway Blvd | Fresno | CA | 93727 | DISP
|  |  |  | F710251 | 1 |  |  |  | AURORA NETWORKS | CA3008 | UNK | END OF LIFE | Carrier Module supports HT series transmitter module | 2096 N Gateway Blvd | Fresno | CA | 93727 | DISP
|  |  |  | 0D8037F | 1 |  |  |  | AURORA NETWORKS | CA3008 | UNK | END OF LIFE | Carrier Module supports HT series transmitter module | 2096 N Gateway Blvd | Fresno | CA | 93727 | DISP
|  |  |  | 0410B3D | 1 |  |  |  | AURORA NETWORKS | CA3008 | UNK | END OF LIFE | Carrier Module supports HT series transmitter module | 2096 N Gateway Blvd | Fresno | CA | 93727 | DISP
|  |  |  | 0C11B79 | 1 |  |  |  | AURORA NETWORKS | CA3008 | UNK | END OF LIFE | Carrier Module supports HT series transmitter module | 2096 N Gateway Blvd | Fresno | CA | 93727 | DISP
|  |  |  | F710288 | 1 |  |  |  | AURORA NETWORKS | CA3008 | UNK | END OF LIFE | Carrier Module supports HT series transmitter module | 2096 N Gateway Blvd | Fresno | CA | 93727 | DISP
|  |  |  | 0D803A7 | 1 |  |  |  | AURORA NETWORKS | CA3008 | UNK | END OF LIFE | Carrier Module supports HT series transmitter module | 2096 N Gateway Blvd | Fresno | CA | 93727 | DISP
|  |  |  | 0D8020A | 1 |  |  |  | AURORA NETWORKS | CA3008 | UNK | END OF LIFE | Carrier Module supports HT series transmitter module | 2096 N Gateway Blvd | Fresno | CA | 93727 | DISP
|  |  |  | 0212545 | 1 |  |  |  | AURORA NETWORKS | CA3008 | UNK | END OF LIFE | Carrier Module supports HT series transmitter module | 2096 N Gateway Blvd | Fresno | CA | 93727 | DISP
|  |  |  | 0311C37 | 1 |  |  |  | AURORA NETWORKS | CA3008 | UNK | END OF LIFE | Carrier Module supports HT series transmitter module | 2096 N Gateway Blvd | Fresno | CA | 93727 | DISP
|  |  |  | 0D804E7 | 1 |  |  |  | AURORA NETWORKS | CA3008 | UNK | END OF LIFE | Carrier Module supports HT series transmitter module | 2096 N Gateway Blvd | Fresno | CA | 93727 | DISP
|  |  |  | 0D82F2A | 1 |  |  |  | AURORA NETWORKS | CA3008 | UNK | END OF LIFE | Carrier Module supports HT series transmitter module | 2096 N Gateway Blvd | Fresno | CA | 93727 | DISP
|  |  |  | 04125AF | 1 |  |  |  | AURORA NETWORKS | CA3008 | UNK | END OF LIFE | Carrier Module supports HT series transmitter module | 2096 N Gateway Blvd | Fresno | CA | 93727 | DISP
|  |  |  | 0D807F9 | 1 |  |  |  | AURORA NETWORKS | CA3008 | UNK | END OF LIFE | Carrier Module supports HT series transmitter module | 2096 N Gateway Blvd | Fresno | CA | 93727 | DISP
|  |  |  | 04125E8 | 1 |  |  |  | AURORA NETWORKS | CA3008 | UNK | END OF LIFE | Carrier Module supports HT series transmitter module | 2096 N Gateway Blvd | Fresno | CA | 93727 | DISP
|  |  |  | 071281F | 1 |  |  |  | AURORA NETWORKS | CA3008 | UNK | END OF LIFE | Carrier Module supports HT series transmitter module | 2096 N Gateway Blvd | Fresno | CA | 93727 | DISP
|  |  |  | F710255 | 1 |  |  |  | AURORA NETWORKS | CA3008 | UNK | END OF LIFE | Carrier Module supports HT series transmitter module | 2096 N Gateway Blvd | Fresno | CA | 93727 | DISP
|  |  |  | 0C11B05 | 1 |  |  |  | AURORA NETWORKS | CA3008 | UNK | END OF LIFE | Carrier Module supports HT series transmitter module | 2096 N Gateway Blvd | Fresno | CA | 93727 | DISP
|  |  |  | .8D7ADCC | 1 |  |  |  | AURORA NETWORKS | CA3008 | NEW | END OF LIFE | Carrier Module supports HT series transmitter module | 2096 N Gateway Blvd | Fresno | CA | 93727 | DISP
|  |  |  | .8D6E79F | 1 |  |  |  | AURORA NETWORKS | CA3008 | NEW | END OF LIFE | Carrier Module supports HT series transmitter module | 2096 N Gateway Blvd | Fresno | CA | 93727 | DISP
|  |  |  | .2001F32 | 1 |  |  |  | AURORA NETWORKS | CA3008 | NEW | END OF LIFE | Carrier Module supports HT series transmitter module | 2096 N Gateway Blvd | Fresno | CA | 93727 | DISP
|  |  |  | .8D7AF2E | 1 |  |  |  | AURORA NETWORKS | CA3008 | NEW | END OF LIFE | Carrier Module supports HT series transmitter module | 2096 N Gateway Blvd | Fresno | CA | 93727 | DISP
|  |  |  | .8D7DBB8 | 1 |  |  |  | AURORA NETWORKS | CA3008 | NEW | END OF LIFE | Carrier Module supports HT series transmitter module | 2096 N Gateway Blvd | Fresno | CA | 93727 | DISP
|  |  |  | .8D29837 | 1 |  |  |  | AURORA NETWORKS | CA3008 | NEW | END OF LIFE | Carrier Module supports HT series transmitter module | 2096 N Gateway Blvd | Fresno | CA | 93727 | DISP
|  |  |  | .8D6E7DF | 1 |  |  |  | AURORA NETWORKS | CA3008 | NEW | END OF LIFE | Carrier Module supports HT series transmitter module | 2096 N Gateway Blvd | Fresno | CA | 93727 | DISP
|  |  |  | .8D7F131 | 1 |  |  |  | AURORA NETWORKS | CA3008 | NEW | END OF LIFE | Carrier Module supports HT series transmitter module | 2096 N Gateway Blvd | Fresno | CA | 93727 | DISP
|  |  |  | .8D73354 | 1 |  |  |  | AURORA NETWORKS | CA3008 | NEW | END OF LIFE | Carrier Module supports HT series transmitter module | 2096 N Gateway Blvd | Fresno | CA | 93727 | DISP
|  |  |  | .0D834B6 | 1 |  |  |  | AURORA NETWORKS | CA3008 | NEW | END OF LIFE | Carrier Module supports HT series transmitter module | 2096 N Gateway Blvd | Fresno | CA | 93727 | DISP
|  |  |  | .0D8168A | 1 |  |  |  | AURORA NETWORKS | CA3008 | NEW | END OF LIFE | Carrier Module supports HT series transmitter module | 2096 N Gateway Blvd | Fresno | CA | 93727 | DISP
|  |  |  | .8D689BE | 1 |  |  |  | AURORA NETWORKS | CA3008 | NEW | END OF LIFE | Carrier Module supports HT series transmitter module | 2096 N Gateway Blvd | Fresno | CA | 93727 | DISP
|  |  |  | .0D8233D | 1 |  |  |  | AURORA NETWORKS | CA3008 | NEW | END OF LIFE | Carrier Module supports HT series transmitter module | 2096 N Gateway Blvd | Fresno | CA | 93727 | DISP
|  |  |  | .8D7AE34 | 1 |  |  |  | AURORA NETWORKS | CA3008 | NEW | END OF LIFE | Carrier Module supports HT series transmitter module | 2096 N Gateway Blvd | Fresno | CA | 93727 | DISP
|  |  |  | .8D81D82 | 1 |  |  |  | AURORA NETWORKS | CA3008 | NEW | END OF LIFE | Carrier Module supports HT series transmitter module | 2096 N Gateway Blvd | Fresno | CA | 93727 | DISP
|  |  |  | .8D67C10 | 1 |  |  |  | AURORA NETWORKS | CA3008 | NEW | END OF LIFE | Carrier Module supports HT series transmitter module | 2096 N Gateway Blvd | Fresno | CA | 93727 | DISP
|  |  |  | .8D7DE85 | 1 |  |  |  | AURORA NETWORKS | CA3008 | NEW | END OF LIFE | Carrier Module supports HT series transmitter module | 2096 N Gateway Blvd | Fresno | CA | 93727 | DISP
|  |  |  | .8D79941 | 1 |  |  |  | AURORA NETWORKS | CA3008 | NEW | END OF LIFE | Carrier Module supports HT series transmitter module | 2096 N Gateway Blvd | Fresno | CA | 93727 | DISP
|  |  |  | .8D7DE62 | 1 |  |  |  | AURORA NETWORKS | CA3008 | NEW | END OF LIFE | Carrier Module supports HT series transmitter module | 2096 N Gateway Blvd | Fresno | CA | 93727 | DISP
|  |  |  | .8D7DE5A | 1 |  |  |  | AURORA NETWORKS | CA3008 | NEW | END OF LIFE | Carrier Module supports HT series transmitter module | 2096 N Gateway Blvd | Fresno | CA | 93727 | DISP
|  |  |  | .8D7AE93 | 1 |  |  |  | AURORA NETWORKS | CA3008 | NEW | END OF LIFE | Carrier Module supports HT series transmitter module | 2096 N Gateway Blvd | Fresno | CA | 93727 | DISP
|  |  |  | .0D82373 | 1 |  |  |  | AURORA NETWORKS | CA3008 | NEW | END OF LIFE | Carrier Module supports HT series transmitter module | 2096 N Gateway Blvd | Fresno | CA | 93727 | DISP
|  |  |  | .2001BDB | 1 |  |  |  | AURORA NETWORKS | CA3008 | NOB | END OF LIFE | Carrier Module supports HT series transmitter module | 2096 N Gateway Blvd | Fresno | CA | 93727 | DISP
|  |  |  | .8D87446 | 1 |  |  |  | AURORA NETWORKS | CA3008 | NOB | END OF LIFE | Carrier Module supports HT series transmitter module | 2096 N Gateway Blvd | Fresno | CA | 93727 | DISP
|  |  |  | .8D811F9 | 1 |  |  |  | AURORA NETWORKS | CA3008 | NOB | END OF LIFE | Carrier Module supports HT series transmitter module | 2096 N Gateway Blvd | Fresno | CA | 93727 | DISP
|  |  |  | .0D8038F | 1 |  |  |  | AURORA NETWORKS | CA3008 | NOB | END OF LIFE | Carrier Module supports HT series transmitter module | 2096 N Gateway Blvd | Fresno | CA | 93727 | DISP
|  |  |  | .8D725C6 | 1 |  |  |  | AURORA NETWORKS | CA3008 | NOB | END OF LIFE | Carrier Module supports HT series transmitter module | 2096 N Gateway Blvd | Fresno | CA | 93727 | DISP
|  |  |  | .2001FB2 | 1 |  |  |  | AURORA NETWORKS | CA3008 | NOB | END OF LIFE | Carrier Module supports HT series transmitter module | 2096 N Gateway Blvd | Fresno | CA | 93727 | DISP
|  |  |  | .8D811C3 | 1 |  |  |  | AURORA NETWORKS | CA3008 | NOB | END OF LIFE | Carrier Module supports HT series transmitter module | 2096 N Gateway Blvd | Fresno | CA | 93727 | DISP
|  |  |  | .8D7AE1D | 1 |  |  |  | AURORA NETWORKS | CA3008 | NOB | END OF LIFE | Carrier Module supports HT series transmitter module | 2096 N Gateway Blvd | Fresno | CA | 93727 | DISP
|  |  |  | .2001E1A | 1 |  |  |  | AURORA NETWORKS | CA3008 | NEW | END OF LIFE | Carrier Module supports HT series transmitter module | 2096 N Gateway Blvd | Fresno | CA | 93727 | DISP
|  |  |  | .0D83F0A | 1 |  |  |  | AURORA NETWORKS | CA3008 | NEW | END OF LIFE | Carrier Module supports HT series transmitter module | 2096 N Gateway Blvd | Fresno | CA | 93727 | DISP
|  |  |  | .8D7AE76 | 1 |  |  |  | AURORA NETWORKS | CA3008 | NEW | END OF LIFE | Carrier Module supports HT series transmitter module | 2096 N Gateway Blvd | Fresno | CA | 93727 | DISP
|  |  |  | .8D7DC1D | 1 |  |  |  | AURORA NETWORKS | CA3008 | NEW | END OF LIFE | Carrier Module supports HT series transmitter module | 2096 N Gateway Blvd | Fresno | CA | 93727 | DISP
|  |  |  | .8D689F7 | 1 |  |  |  | AURORA NETWORKS | CA3008 | NEW | END OF LIFE | Carrier Module supports HT series transmitter module | 2096 N Gateway Blvd | Fresno | CA | 93727 | DISP
|  |  |  | .2001FC9 | 1 |  |  |  | AURORA NETWORKS | CA3008 | NEW | END OF LIFE | Carrier Module supports HT series transmitter module | 2096 N Gateway Blvd | Fresno | CA | 93727 | DISP
|  |  |  | .0D83ED8 | 1 |  |  |  | AURORA NETWORKS | CA3008 | NEW | END OF LIFE | Carrier Module supports HT series transmitter module | 2096 N Gateway Blvd | Fresno | CA | 93727 | DISP
|  |  |  | .2000C9A | 1 |  |  |  | AURORA NETWORKS | CA3008 | NEW | END OF LIFE | Carrier Module supports HT series transmitter module | 2096 N Gateway Blvd | Fresno | CA | 93727 | DISP
|  |  |  | .8D72595 | 1 |  |  |  | AURORA NETWORKS | CA3008 | NEW | END OF LIFE | Carrier Module supports HT series transmitter module | 2096 N Gateway Blvd | Fresno | CA | 93727 | DISP
|  |  |  | .8D6E75E | 1 |  |  |  | AURORA NETWORKS | CA3008 | NEW | END OF LIFE | Carrier Module supports HT series transmitter module | 2096 N Gateway Blvd | Fresno | CA | 93727 | DISP
|  |  |  | .8D73367 | 1 |  |  |  | AURORA NETWORKS | CA3008 | NEW | END OF LIFE | Carrier Module supports HT series transmitter module | 2096 N Gateway Blvd | Fresno | CA | 93727 | DISP
|  |  |  | .8D7F26E | 1 |  |  |  | AURORA NETWORKS | CA3008 | NOB | END OF LIFE | Carrier Module supports HT series transmitter module | 2096 N Gateway Blvd | Fresno | CA | 93727 | DISP
|  |  |  | 8D81166 | 1 |  |  |  | AURORA NETWORKS | CA3008 | UNK | END OF LIFE | Carrier Module supports HT series transmitter module | 2096 N Gateway Blvd | Fresno | CA | 93727 | DISP
|  |  |  | 8D39D5E | 1 |  |  |  | AURORA NETWORKS | CC3008 | UNK | END OF LIFE | Communications Control Module supports HT series | 2096 N Gateway Blvd | Fresno | CA | 93727 | DISP
|  |  |  | F910057 | 1 |  |  |  | AURORA NETWORKS | CC3008 | UNK | END OF LIFE | Communications Control Module supports HT series | 2096 N Gateway Blvd | Fresno | CA | 93727 | DISP
|  |  |  | 0D8075C | 1 |  |  |  | AURORA NETWORKS | CC3008 | UNK | END OF LIFE | Communications Control Module supports HT series | 2096 N Gateway Blvd | Fresno | CA | 93727 | DISP
|  |  |  | 0D814A8 | 1 |  |  |  | AURORA NETWORKS | CC3008 | UNK | END OF LIFE | Communications Control Module supports HT series | 2096 N Gateway Blvd | Fresno | CA | 93727 | DISP
|  |  |  | 0D807EC | 1 |  |  |  | AURORA NETWORKS | CC3008 | UNK | END OF LIFE | Communications Control Module supports HT series | 2096 N Gateway Blvd | Fresno | CA | 93727 | DISP
|  |  |  | 0512311 | 1 |  |  |  | AURORA NETWORKS | CC3008 | UNK | END OF LIFE | Communications Control Module supports HT series | 2096 N Gateway Blvd | Fresno | CA | 93727 | DISP
|  |  |  | F91007F | 1 |  |  |  | AURORA NETWORKS | CC3008 | UNK | END OF LIFE | Communications Control Module supports HT series | 2096 N Gateway Blvd | Fresno | CA | 93727 | DISP
|  |  |  | 05115C5 | 1 |  |  |  | AURORA NETWORKS | CC3008 | UNK | END OF LIFE | Communications Control Module supports HT series | 2096 N Gateway Blvd | Fresno | CA | 93727 | DISP
|  |  |  | 0D80897 | 1 |  |  |  | AURORA NETWORKS | CC3008 | UNK | END OF LIFE | Communications Control Module supports HT series | 2096 N Gateway Blvd | Fresno | CA | 93727 | DISP
|  |  |  | 0412340 | 1 |  |  |  | AURORA NETWORKS | CC3008 | UNK | END OF LIFE | Communications Control Module supports HT series | 2096 N Gateway Blvd | Fresno | CA | 93727 | DISP
|  |  |  | 0D80697 | 1 |  |  |  | AURORA NETWORKS | CC3008 | UNK | END OF LIFE | Communications Control Module supports HT series | 2096 N Gateway Blvd | Fresno | CA | 93727 | DISP
|  |  |  | 0512344 | 1 |  |  |  | AURORA NETWORKS | CC3008 | UNK | END OF LIFE | Communications Control Module supports HT series | 2096 N Gateway Blvd | Fresno | CA | 93727 | DISP
|  |  |  | F910058 | 1 |  |  |  | AURORA NETWORKS | CC3008 | UNK | END OF LIFE | Communications Control Module supports HT series | 2096 N Gateway Blvd | Fresno | CA | 93727 | DISP
|  |  |  | F610A4F | 1 |  |  |  | AURORA NETWORKS | CC3008 | UNK | END OF LIFE | Communications Control Module supports HT series | 2096 N Gateway Blvd | Fresno | CA | 93727 | DISP
|  |  |  | 0D82679 | 1 |  |  |  | AURORA NETWORKS | CC3008 | UNK | END OF LIFE | Communications Control Module supports HT series | 2096 N Gateway Blvd | Fresno | CA | 93727 | DISP
|  |  |  | 051146F | 1 |  |  |  | AURORA NETWORKS | CC3008 | UNK | END OF LIFE | Communications Control Module supports HT series | 2096 N Gateway Blvd | Fresno | CA | 93727 | DISP
|  |  |  | 0712B02 | 1 |  |  |  | AURORA NETWORKS | CC3008 | UNK | END OF LIFE | Communications Control Module supports HT series | 2096 N Gateway Blvd | Fresno | CA | 93727 | DISP
|  |  |  | 0D80587 | 1 |  |  |  | AURORA NETWORKS | CC3008 | UNK | END OF LIFE | Communications Control Module supports HT series | 2096 N Gateway Blvd | Fresno | CA | 93727 | DISP
|  |  |  | 07105D2 | 1 |  |  |  | AURORA NETWORKS | CC3008 | UNK | END OF LIFE | Communications Control Module supports HT series | 2096 N Gateway Blvd | Fresno | CA | 93727 | DISP
|  |  |  | F7113ED | 1 |  |  |  | AURORA NETWORKS | CC3008 | UNK | END OF LIFE | Communications Control Module supports HT series | 2096 N Gateway Blvd | Fresno | CA | 93727 | DISP
|  |  |  | 0512358 | 1 |  |  |  | AURORA NETWORKS | CC3008 | UNK | END OF LIFE | Communications Control Module supports HT series | 2096 N Gateway Blvd | Fresno | CA | 93727 | DISP
|  |  |  | F610A49 | 1 |  |  |  | AURORA NETWORKS | CC3008 | UNK | END OF LIFE | Communications Control Module supports HT series | 2096 N Gateway Blvd | Fresno | CA | 93727 | DISP
|  |  |  | 0D83338 | 1 |  |  |  | AURORA NETWORKS | CC3008 | UNK | END OF LIFE | Communications Control Module supports HT series | 2096 N Gateway Blvd | Fresno | CA | 93727 | DISP
|  |  |  | 2000E9A | 1 |  |  |  | AURORA NETWORKS | CC3008 | UNK | END OF LIFE | Communications Control Module supports HT series | 2096 N Gateway Blvd | Fresno | CA | 93727 | DISP
|  |  |  | 8D6AB4F | 1 |  |  |  | AURORA NETWORKS | CC3008 | UNK | END OF LIFE | Communications Control Module supports HT series | 2096 N Gateway Blvd | Fresno | CA | 93727 | DISP
|  |  |  | 8D70DE1 | 1 |  |  |  | AURORA NETWORKS | CC3008 | UNK | END OF LIFE | Communications Control Module supports HT series | 2096 N Gateway Blvd | Fresno | CA | 93727 | DISP
|  |  |  | 8D6E8FE | 1 |  |  |  | AURORA NETWORKS | CC3008 | UNK | END OF LIFE | Communications Control Module supports HT series | 2096 N Gateway Blvd | Fresno | CA | 93727 | DISP
|  |  |  | FC8A0A0 | 1 |  |  |  | ARRIS | CH3000C | UNK | END OF LIFE | ARRIS CH3000C 3RU 16/32 SLOTS CHASS W/TOP & BOTTOM COVERS | 124 Action ST | Maynard | MA | 1754 | DISP
|  |  |  | E28A045 | 1 |  |  |  | AURORA NETWORKS | CH3000N | UNK | END OF LIFE | ARRIS CH3000N 16/32 SLOTS 3RU CHAS W/O TOP & BOTTOM COVERS | 2096 N Gateway Blvd | Fresno | CA | 93727 | DISP
|  |  |  | E68A4B4 | 1 |  |  |  | AURORA NETWORKS | CH3000N | UNK | END OF LIFE | ARRIS CH3000N 16/32 SLOTS 3RU CHAS W/O TOP & BOTTOM COVERS | 2096 N Gateway Blvd | Fresno | CA | 93727 | DISP
|  |  |  | E38A0CC | 1 |  |  |  | AURORA NETWORKS | CH3000N | UNK | END OF LIFE | ARRIS CH3000N 16/32 SLOTS 3RU CHAS W/O TOP & BOTTOM COVERS | 2096 N Gateway Blvd | Fresno | CA | 93727 | DISP
|  |  |  | E68A4D8 | 1 |  |  |  | AURORA NETWORKS | CH3000N | UNK | END OF LIFE | ARRIS CH3000N 16/32 SLOTS 3RU CHAS W/O TOP & BOTTOM COVERS | 2096 N Gateway Blvd | Fresno | CA | 93727 | DISP
|  |  |  | E38A0CA | 1 |  |  |  | AURORA NETWORKS | CH3000N | UNK | END OF LIFE | ARRIS CH3000N 16/32 SLOTS 3RU CHAS W/O TOP & BOTTOM COVERS | 2096 N Gateway Blvd | Fresno | CA | 93727 | DISP
|  |  |  | E58A1C5 | 1 |  |  |  | AURORA NETWORKS | CH3000N | UNK | END OF LIFE | ARRIS CH3000N 16/32 SLOTS 3RU CHAS W/O TOP & BOTTOM COVERS | 2096 N Gateway Blvd | Fresno | CA | 93727 | DISP
|  |  |  | 058A609 | 1 |  |  |  | AURORA NETWORKS | CH3000N | UNK | END OF LIFE | ARRIS CH3000N 16/32 SLOTS 3RU CHAS W/O TOP & BOTTOM COVERS | 2096 N Gateway Blvd | Fresno | CA | 93727 | DISP
|  |  |  | E28A056 | 1 |  |  |  | AURORA NETWORKS | CH3000N | UNK | END OF LIFE | ARRIS CH3000N 16/32 SLOTS 3RU CHAS W/O TOP & BOTTOM COVERS | 2096 N Gateway Blvd | Fresno | CA | 93727 | DISP
|  |  |  | E28A0D7 | 1 |  |  |  | AURORA NETWORKS | CH3000N | UNK | END OF LIFE | ARRIS CH3000N 16/32 SLOTS 3RU CHAS W/O TOP & BOTTOM COVERS | 2096 N Gateway Blvd | Fresno | CA | 93727 | DISP
|  |  |  | E38A06B | 1 |  |  |  | AURORA NETWORKS | CH3000N | UNK | END OF LIFE | ARRIS CH3000N 16/32 SLOTS 3RU CHAS W/O TOP & BOTTOM COVERS | 2096 N Gateway Blvd | Fresno | CA | 93727 | DISP
|  |  |  | E38A0AA | 1 |  |  |  | AURORA NETWORKS | CH3000N | UNK | END OF LIFE | ARRIS CH3000N 16/32 SLOTS 3RU CHAS W/O TOP & BOTTOM COVERS | 2096 N Gateway Blvd | Fresno | CA | 93727 | DISP
|  |  |  | E68A4D4 | 1 |  |  |  | AURORA NETWORKS | CH3000N | UNK | END OF LIFE | ARRIS CH3000N 16/32 SLOTS 3RU CHAS W/O TOP & BOTTOM COVERS | 2096 N Gateway Blvd | Fresno | CA | 93727 | DISP
|  |  |  | E38A065 | 1 |  |  |  | AURORA NETWORKS | CH3000N | UNK | END OF LIFE | ARRIS CH3000N 16/32 SLOTS 3RU CHAS W/O TOP & BOTTOM COVERS | 2096 N Gateway Blvd | Fresno | CA | 93727 | DISP
|  |  |  | E58A1BA | 1 |  |  |  | AURORA NETWORKS | CH3000N | UNK | END OF LIFE | ARRIS CH3000N 16/32 SLOTS 3RU CHAS W/O TOP & BOTTOM COVERS | 2096 N Gateway Blvd | Fresno | CA | 93727 | DISP
|  |  |  | E38A0A9 | 1 |  |  |  | AURORA NETWORKS | CH3000N | UNK | END OF LIFE | ARRIS CH3000N 16/32 SLOTS 3RU CHAS W/O TOP & BOTTOM COVERS | 2096 N Gateway Blvd | Fresno | CA | 93727 | DISP
|  |  |  | E28A06A | 1 |  |  |  | AURORA NETWORKS | CH3000N | UNK | END OF LIFE | ARRIS CH3000N 16/32 SLOTS 3RU CHAS W/O TOP & BOTTOM COVERS | 2096 N Gateway Blvd | Fresno | CA | 93727 | DISP
|  |  |  | E38A080 | 1 |  |  |  | AURORA NETWORKS | CH3000N | UNK | END OF LIFE | ARRIS CH3000N 16/32 SLOTS 3RU CHAS W/O TOP & BOTTOM COVERS | 2096 N Gateway Blvd | Fresno | CA | 93727 | DISP
|  |  |  | D88A4F9 | 1 |  |  |  | AURORA NETWORKS | CH3000U-FM-00 | UNK | END OF LIFE | 27683 - FIBER MGT ADAPTER FOR CH3000 SERIES | 2096 N Gateway Blvd | Fresno | CA | 93727 | DISP
|  |  |  | EC8A03F | 1 |  |  |  | AURORA NETWORKS | CH3000U-FM-00 | UNK | END OF LIFE | 27683 - FIBER MGT ADAPTER FOR CH3000 SERIES | 2096 N Gateway Blvd | Fresno | CA | 93727 | DISP
|  |  |  | EA8A4DC | 1 |  |  |  | AURORA NETWORKS | CH3000U-FM-00 | UNK | END OF LIFE | 27683 - FIBER MGT ADAPTER FOR CH3000 SERIES | 2096 N Gateway Blvd | Fresno | CA | 93727 | DISP
|  |  |  | E78A3B0 | 1 |  |  |  | AURORA NETWORKS | CH3000U-FM-00 | UNK | END OF LIFE | 27683 - FIBER MGT ADAPTER FOR CH3000 SERIES | 2096 N Gateway Blvd | Fresno | CA | 93727 | DISP
|  |  |  | D88A4C6 | 1 |  |  |  | AURORA NETWORKS | CH3000U-FM-00 | UNK | END OF LIFE | 27683 - FIBER MGT ADAPTER FOR CH3000 SERIES | 2096 N Gateway Blvd | Fresno | CA | 93727 | DISP
|  |  |  | D88A469 | 1 |  |  |  | AURORA NETWORKS | CH3000U-FM-00 | UNK | END OF LIFE | 27683 - FIBER MGT ADAPTER FOR CH3000 SERIES | 2096 N Gateway Blvd | Fresno | CA | 93727 | DISP
|  |  |  | D88A455 | 1 |  |  |  | AURORA NETWORKS | CH3000U-FM-00 | UNK | END OF LIFE | 27683 - FIBER MGT ADAPTER FOR CH3000 SERIES | 2096 N Gateway Blvd | Fresno | CA | 93727 | DISP
|  |  |  | E78A3E2 | 1 |  |  |  | AURORA NETWORKS | CH3000U-FM-00 | UNK | END OF LIFE | 27683 - FIBER MGT ADAPTER FOR CH3000 SERIES | 2096 N Gateway Blvd | Fresno | CA | 93727 | DISP
|  |  |  | D88A4E0 | 1 |  |  |  | AURORA NETWORKS | CH3000U-FM-00 | UNK | END OF LIFE | 27683 - FIBER MGT ADAPTER FOR CH3000 SERIES | 2096 N Gateway Blvd | Fresno | CA | 93727 | DISP
|  |  |  | 0D406C8 | 1 |  |  |  | AURORA NETWORKS | CH3000U-FM-00 | UNK | END OF LIFE | 27683 - FIBER MGT ADAPTER FOR CH3000 SERIES | 2096 N Gateway Blvd | Fresno | CA | 93727 | DISP
|  |  |  | D88A467 | 1 |  |  |  | AURORA NETWORKS | CH3000U-FM-00 | UNK | END OF LIFE | 27683 - FIBER MGT ADAPTER FOR CH3000 SERIES | 2096 N Gateway Blvd | Fresno | CA | 93727 | DISP
|  |  |  | D88A4DE | 1 |  |  |  | AURORA NETWORKS | CH3000U-FM-00 | UNK | END OF LIFE | 27683 - FIBER MGT ADAPTER FOR CH3000 SERIES | 2096 N Gateway Blvd | Fresno | CA | 93727 | DISP
|  |  |  | 028A45B | 1 |  |  |  | AURORA NETWORKS | CH3000U-FM-00 | UNK | END OF LIFE | 27683 - FIBER MGT ADAPTER FOR CH3000 SERIES | 2096 N Gateway Blvd | Fresno | CA | 93727 | DISP
|  |  |  | D88A4DB | 1 |  |  |  | AURORA NETWORKS | CH3000U-FM-00 | UNK | END OF LIFE | 27683 - FIBER MGT ADAPTER FOR CH3000 SERIES | 2096 N Gateway Blvd | Fresno | CA | 93727 | DISP
|  |  |  | D88A4D6 | 1 |  |  |  | AURORA NETWORKS | CH3000U-FM-00 | UNK | END OF LIFE | 27683 - FIBER MGT ADAPTER FOR CH3000 SERIES | 2096 N Gateway Blvd | Fresno | CA | 93727 | DISP
|  |  |  | D88A4F7 | 1 |  |  |  | AURORA NETWORKS | CH3000U-FM-00 | UNK | END OF LIFE | 27683 - FIBER MGT ADAPTER FOR CH3000 SERIES | 2096 N Gateway Blvd | Fresno | CA | 93727 | DISP
|  |  |  | D88A4C4 | 1 |  |  |  | AURORA NETWORKS | CH3000U-FM-00 | UNK | END OF LIFE | 27683 - FIBER MGT ADAPTER FOR CH3000 SERIES | 2096 N Gateway Blvd | Fresno | CA | 93727 | DISP
[5 empty] | 17 |  |  |  | AURORA NETWORKS | CH3000U-FM-00 | UNK | END OF LIFE | 27683 - FIBER MGT ADAPTER FOR CH3000 SERIES | 124 Action ST | Maynard | MA | 1754 | DISP
[5 empty] | 1 |  |  |  | ARRIS | CHP-D2RRX-42-MQ-S | UNK | END OF LIFE | CHP Max5000 Dig Dual In Ret Rec BW42MHz-20to0dBm | 124 Action ST | Maynard | MA | 1754 | DISP
|  |  |  | E160215 | 1 |  |  |  | AURORA NETWORKS | CX3002 | UNK | END OF LIFE | 37867 - Module for CH3000 chassis, plugs into PS3000 | 2096 N Gateway Blvd | Fresno | CA | 93727 | DISP
|  |  |  | EB60802 | 1 |  |  |  | AURORA NETWORKS | CX3002 | UNK | END OF LIFE | 37867 - Module for CH3000 chassis, plugs into PS3000 | 2096 N Gateway Blvd | Fresno | CA | 93727 | DISP
|  |  |  | E660967 | 1 |  |  |  | AURORA NETWORKS | CX3002 | UNK | END OF LIFE | 37867 - Module for CH3000 chassis, plugs into PS3000 | 2096 N Gateway Blvd | Fresno | CA | 93727 | DISP
|  |  |  | E160216 | 1 |  |  |  | AURORA NETWORKS | CX3002 | UNK | END OF LIFE | 37867 - Module for CH3000 chassis, plugs into PS3000 | 2096 N Gateway Blvd | Fresno | CA | 93727 | DISP
|  |  |  | E160278 | 1 |  |  |  | AURORA NETWORKS | CX3002 | UNK | END OF LIFE | 37867 - Module for CH3000 chassis, plugs into PS3000 | 2096 N Gateway Blvd | Fresno | CA | 93727 | DISP
|  |  |  | E160310 | 1 |  |  |  | AURORA NETWORKS | CX3002 | UNK | END OF LIFE | 37867 - Module for CH3000 chassis, plugs into PS3000 | 2096 N Gateway Blvd | Fresno | CA | 93727 | DISP
|  |  |  | E763056 | 1 |  |  |  | AURORA NETWORKS | CX3002 | UNK | END OF LIFE | 37867 - Module for CH3000 chassis, plugs into PS3000 | 2096 N Gateway Blvd | Fresno | CA | 93727 | DISP
|  |  |  | E160218 | 1 |  |  |  | AURORA NETWORKS | CX3002 | UNK | END OF LIFE | 37867 - Module for CH3000 chassis, plugs into PS3000 | 2096 N Gateway Blvd | Fresno | CA | 93727 | DISP
|  |  |  | E160257 | 1 |  |  |  | AURORA NETWORKS | CX3002 | UNK | END OF LIFE | 37867 - Module for CH3000 chassis, plugs into PS3000 | 2096 N Gateway Blvd | Fresno | CA | 93727 | DISP
|  |  |  | 0D80679 | 1 |  |  |  | AURORA NETWORKS | CX3002 | UNK | END OF LIFE | 37867 - Module for CH3000 chassis, plugs into PS3000 | 2096 N Gateway Blvd | Fresno | CA | 93727 | DISP
|  |  |  | 0D805EE | 1 |  |  |  | AURORA NETWORKS | CX3002 | UNK | END OF LIFE | 37867 - Module for CH3000 chassis, plugs into PS3000 | 2096 N Gateway Blvd | Fresno | CA | 93727 | DISP
|  |  |  | E160221 | 1 |  |  |  | AURORA NETWORKS | CX3002 | UNK | END OF LIFE | 37867 - Module for CH3000 chassis, plugs into PS3000 | 2096 N Gateway Blvd | Fresno | CA | 93727 | DISP
|  |  |  | E763159 | 1 |  |  |  | AURORA NETWORKS | CX3002 | UNK | END OF LIFE | 37867 - Module for CH3000 chassis, plugs into PS3000 | 2096 N Gateway Blvd | Fresno | CA | 93727 | DISP
|  |  |  | EB60683 | 1 |  |  |  | AURORA NETWORKS | CX3002 | UNK | END OF LIFE | 37867 - Module for CH3000 chassis, plugs into PS3000 | 2096 N Gateway Blvd | Fresno | CA | 93727 | DISP
|  |  |  | 0D80571 | 1 |  |  |  | AURORA NETWORKS | CX3002 | UNK | END OF LIFE | 37867 - Module for CH3000 chassis, plugs into PS3000 | 2096 N Gateway Blvd | Fresno | CA | 93727 | DISP
|  |  |  | 0D80689 | 1 |  |  |  | AURORA NETWORKS | CX3002 | UNK | END OF LIFE | 37867 - Module for CH3000 chassis, plugs into PS3000 | 2096 N Gateway Blvd | Fresno | CA | 93727 | DISP
|  |  |  | D760224 | 1 |  |  |  | AURORA NETWORKS | CX3002 | UNK | END OF LIFE | 37867 - Module for CH3000 chassis, plugs into PS3000 | 2096 N Gateway Blvd | Fresno | CA | 93727 | DISP
[5 empty] | 12 |  |  |  | AURORA NETWORKS | CX3002 | UNK | END OF LIFE | 37867 - Module for CH3000 chassis, plugs into PS3000 | 124 Action ST | Maynard | MA | 1754 | DISP
|  |  |  | USE020NCFG | 1 |  |  |  | HEWLETT PACKARD | DL320G6 | UNK | END OF LIFE | HP Proliant DL320 Server Generation 6 | 2096 N Gateway Blvd | Fresno | CA | 93727 | DISP
|  |  |  | USE4261YFM | 1 |  |  |  | HEWLETT PACKARD | DL360P G8 | UNK | END OF LIFE | HP ProLiant DL360p Gen8 | 2096 N Gateway Blvd | Fresno | CA | 93727 | DISP
[5 empty] | 1 |  |  |  | JUNIPER | DPCE-R-40GE-SFP-A | UNK | END OF LIFE | Juniper Gigabit Ethernet Enhanced DPC with SFP Module | 124 Action ST | Maynard | MA | 1754 | DISP
|  |  |  | CJVD1013019698 | 1 |  |  |  | DELTA | DPS-400AB-5 | UNK | END OF LIFE | HP DL320 509008-001 400W Switching Power Supply | 2096 N Gateway Blvd | Fresno | CA | 93727 | DISP
|  |  |  | CJVD1013019719 | 1 |  |  |  | DELTA | DPS-400AB-5 | UNK | END OF LIFE | HP DL320 509008-001 400W Switching Power Supply | 2096 N Gateway Blvd | Fresno | CA | 93727 | DISP
|  |  |  | DLD0814022852 | 1 |  |  |  | DELTA | DPS-750EB-A | UNK | END OF LIFE | DELTA DPS-750EB-A 750W SWAP SWITCHING POWER SUPPLY | 4545 Stonegate Industrial Blvd | Stone Mountain | GA | 30083 | DISP
|  |  |  | DLD0808013611 | 1 |  |  |  | DELTA | DPS-750EB-A | UNK | END OF LIFE | DELTA DPS-750EB-A 750W SWAP SWITCHING POWER SUPPLY | 4545 Stonegate Industrial Blvd | Stone Mountain | GA | 30083 | DISP
|  |  |  | 0A8A7F3 | 1 |  |  |  | AURORA NETWORKS | DR3450N-50-00 | UNK | END OF LIFE | Quad Digital Receiver with four RF Outputs | 2096 N Gateway Blvd | Fresno | CA | 93727 | DISP
|  |  |  | FC81C30 | 1 |  |  |  | AURORA NETWORKS | DR3450N-50-00 | UNK | END OF LIFE | Quad Digital Receiver with four RF Outputs | 2096 N Gateway Blvd | Fresno | CA | 93727 | DISP
|  |  |  | 00136E7 | 1 |  |  |  | AURORA NETWORKS | DR3450N-50-00 | UNK | END OF LIFE | Quad Digital Receiver with four RF Outputs | 2096 N Gateway Blvd | Fresno | CA | 93727 | DISP
|  |  |  | FA1200B | 1 |  |  |  | AURORA NETWORKS | DR3450N-50-00 | UNK | END OF LIFE | Quad Digital Receiver with four RF Outputs | 2096 N Gateway Blvd | Fresno | CA | 93727 | DISP
|  |  |  | 0A8A76E | 1 |  |  |  | AURORA NETWORKS | DR3450N-50-00 | UNK | END OF LIFE | Quad Digital Receiver with four RF Outputs | 2096 N Gateway Blvd | Fresno | CA | 93727 | DISP
|  |  |  | 000ECC7 | 1 |  |  |  | AURORA NETWORKS | DR3450N-50-00 | UNK | END OF LIFE | Quad Digital Receiver with four RF Outputs | 2096 N Gateway Blvd | Fresno | CA | 93727 | DISP
|  |  |  | 0A800B8 | 1 |  |  |  | AURORA NETWORKS | DR3450N-50-00 | UNK | END OF LIFE | Quad Digital Receiver with four RF Outputs | 2096 N Gateway Blvd | Fresno | CA | 93727 | DISP
|  |  |  | FC82C29 | 1 |  |  |  | AURORA NETWORKS | DR3450N-50-00 | UNK | END OF LIFE | Quad Digital Receiver with four RF Outputs | 2096 N Gateway Blvd | Fresno | CA | 93727 | DISP
|  |  |  | 0003A33 | 1 |  |  |  | AURORA NETWORKS | DR3450N-50-00 | UNK | END OF LIFE | Quad Digital Receiver with four RF Outputs | 2096 N Gateway Blvd | Fresno | CA | 93727 | DISP
|  |  |  | 0A8012F | 1 |  |  |  | AURORA NETWORKS | DR3450N-50-00 | UNK | END OF LIFE | Quad Digital Receiver with four RF Outputs | 2096 N Gateway Blvd | Fresno | CA | 93727 | DISP
|  |  |  | 04879B7 | 1 |  |  |  | AURORA NETWORKS | DR3450N-50-00 | UNK | END OF LIFE | Quad Digital Receiver with four RF Outputs | 2096 N Gateway Blvd | Fresno | CA | 93727 | DISP
|  |  |  | 001C02D | 1 |  |  |  | AURORA NETWORKS | DR3450N-50-00 | UNK | END OF LIFE | Quad Digital Receiver with four RF Outputs | 2096 N Gateway Blvd | Fresno | CA | 93727 | DISP
|  |  |  | 0B85D92 | 1 |  |  |  | AURORA NETWORKS | DR3450N-50-00 | UNK | END OF LIFE | Quad Digital Receiver with four RF Outputs | 2096 N Gateway Blvd | Fresno | CA | 93727 | DISP
|  |  |  | 0B85D9A | 1 |  |  |  | AURORA NETWORKS | DR3450N-50-00 | UNK | END OF LIFE | Quad Digital Receiver with four RF Outputs | 2096 N Gateway Blvd | Fresno | CA | 93727 | DISP
|  |  |  | 200E788 | 1 |  |  |  | AURORA NETWORKS | DR3450N-50-00 | UNK | END OF LIFE | Quad Digital Receiver with four RF Outputs | 2096 N Gateway Blvd | Fresno | CA | 93727 | DISP
|  |  |  | FA1208F | 1 |  |  |  | AURORA NETWORKS | DR3450N-50-00 | UNK | END OF LIFE | Quad Digital Receiver with four RF Outputs | 2096 N Gateway Blvd | Fresno | CA | 93727 | DISP
|  |  |  | 0C81162 | 1 |  |  |  | AURORA NETWORKS | DR3450N-50-00 | UNK | END OF LIFE | Quad Digital Receiver with four RF Outputs | 2096 N Gateway Blvd | Fresno | CA | 93727 | DISP
|  |  |  | 001F98E | 1 |  |  |  | AURORA NETWORKS | DR3450N-50-00 | UNK | END OF LIFE | Quad Digital Receiver with four RF Outputs | 2096 N Gateway Blvd | Fresno | CA | 93727 | DISP
|  |  |  | 000C6A4 | 1 |  |  |  | AURORA NETWORKS | DR3450N-50-00 | UNK | END OF LIFE | Quad Digital Receiver with four RF Outputs | 2096 N Gateway Blvd | Fresno | CA | 93727 | DISP
|  |  |  | 00039FE | 1 |  |  |  | AURORA NETWORKS | DR3450N-50-00 | UNK | END OF LIFE | Quad Digital Receiver with four RF Outputs | 2096 N Gateway Blvd | Fresno | CA | 93727 | DISP
|  |  |  | 001FB30 | 1 |  |  |  | AURORA NETWORKS | DR3450N-50-00 | UNK | END OF LIFE | Quad Digital Receiver with four RF Outputs | 2096 N Gateway Blvd | Fresno | CA | 93727 | DISP
|  |  |  | PMA958820029976 | 1 |  |  |  | ARTESYN | DS850-3-002 | UNK | END OF LIFE | ARTESYN 12V 850W OUTP 12V/70A INP 90-264VAC AC/DC CONVERTER | 1900 CUMBERLAND SE PKWY | ATLANTA | GA | 30339 | DISP
|  |  |  | E910H3007902P | 1 |  |  |  | ARTESYN | DS850-3-002 | UNK | END OF LIFE | ARTESYN 12V 850W OUTP 12V/70A INP 90-264VAC AC/DC CONVERTER | 1900 CUMBERLAND SE PKWY | ATLANTA | GA | 30339 | DISP
|  |  |  | E910HC002P04P | 1 |  |  |  | ARTESYN | DS850-3-002 | UNK | END OF LIFE | ARTESYN 12V 850W OUTP 12V/70A INP 90-264VAC AC/DC CONVERTER | 1900 CUMBERLAND SE PKWY | ATLANTA | GA | 30339 | DISP
|  |  |  | E910H3007B02P | 1 |  |  |  | ARTESYN | DS850-3-002 | UNK | END OF LIFE | ARTESYN 12V 850W OUTP 12V/70A INP 90-264VAC AC/DC CONVERTER | 1900 CUMBERLAND SE PKWY | ATLANTA | GA | 30339 | DISP
|  |  |  | E910H9009C02P | 1 |  |  |  | ARTESYN | DS850-3-002 | UNK | END OF LIFE | ARTESYN 12V 850W OUTP 12V/70A INP 90-264VAC AC/DC CONVERTER | 1900 CUMBERLAND SE PKWY | ATLANTA | GA | 30339 | DISP
|  |  |  | E910H3007L02P | 1 |  |  |  | ARTESYN | DS850-3-002 | UNK | END OF LIFE | ARTESYN 12V 850W OUTP 12V/70A INP 90-264VAC AC/DC CONVERTER | 1900 CUMBERLAND SE PKWY | ATLANTA | GA | 30339 | DISP
|  |  |  | PMA958820030069 | 1 |  |  |  | ARTESYN | DS850-3-002 | UNK | END OF LIFE | ARTESYN 12V 850W OUTP 12V/70A INP 90-264VAC AC/DC CONVERTER | 1900 CUMBERLAND SE PKWY | ATLANTA | GA | 30339 | DISP
|  |  |  | E910H3007W02P | 1 |  |  |  | ARTESYN | DS850-3-002 | UNK | END OF LIFE | ARTESYN 12V 850W OUTP 12V/70A INP 90-264VAC AC/DC CONVERTER | 1900 CUMBERLAND SE PKWY | ATLANTA | GA | 30339 | DISP
|  |  |  | E910H3009J02P | 1 |  |  |  | ARTESYN | DS850-3-002 | UNK | END OF LIFE | ARTESYN 12V 850W OUTP 12V/70A INP 90-264VAC AC/DC CONVERTER | 1900 CUMBERLAND SE PKWY | ATLANTA | GA | 30339 | DISP
|  |  |  | E910H3008602P | 1 |  |  |  | ARTESYN | DS850-3-002 | UNK | END OF LIFE | ARTESYN 12V 850W OUTP 12V/70A INP 90-264VAC AC/DC CONVERTER | 1900 CUMBERLAND SE PKWY | ATLANTA | GA | 30339 | DISP
|  |  |  | E910H9009502P | 1 |  |  |  | ARTESYN | DS850-3-002 | UNK | END OF LIFE | ARTESYN 12V 850W OUTP 12V/70A INP 90-264VAC AC/DC CONVERTER | 1900 CUMBERLAND SE PKWY | ATLANTA | GA | 30339 | DISP
|  |  |  | E910H3007S02P | 1 |  |  |  | ARTESYN | DS850-3-002 | UNK | END OF LIFE | ARTESYN 12V 850W OUTP 12V/70A INP 90-264VAC AC/DC CONVERTER | 1900 CUMBERLAND SE PKWY | ATLANTA | GA | 30339 | DISP
|  |  |  | E910H3008E02P | 1 |  |  |  | ARTESYN | DS850-3-002 | UNK | END OF LIFE | ARTESYN 12V 850W OUTP 12V/70A INP 90-264VAC AC/DC CONVERTER | 1900 CUMBERLAND SE PKWY | ATLANTA | GA | 30339 | DISP
|  |  |  | PMA958820029992 | 1 |  |  |  | ARTESYN | DS850-3-002 | UNK | END OF LIFE | ARTESYN 12V 850W OUTP 12V/70A INP 90-264VAC AC/DC CONVERTER | 1900 CUMBERLAND SE PKWY | ATLANTA | GA | 30339 | DISP
|  |  |  | PMA958820030123 | 1 |  |  |  | ARTESYN | DS850-3-002 | UNK | END OF LIFE | ARTESYN 12V 850W OUTP 12V/70A INP 90-264VAC AC/DC CONVERTER | 1900 CUMBERLAND SE PKWY | ATLANTA | GA | 30339 | DISP
|  |  |  | 216143072 | 1 |  |  |  | ADC TELECO | DV6016DAP2 | UNK | END OF LIFE | DV6000 DROP/ADD/PASS | 124 Action ST | Maynard | MA | 1754 | DISP
[5 empty] | 6 |  |  |  | ADC TELECO | DV6016DAP301 | UNK | END OF LIFE | ADC/C-COR DV6016DAP301 DV6000 DROP/ADD/PASS MODULE | 124 Action ST | Maynard | MA | 1754 | DISP
[5 empty] | 3 |  |  |  | ADC TELECO | DV6016DX2 | UNK | END OF LIFE | ADC/C-COR DV6016DX2 VIDEO CONTROL MODULE | 124 Action ST | Maynard | MA | 1754 | DISP
[5 empty] | 20 |  |  |  | ADC TELECO | DV6081VEB | UNK | END OF LIFE | ADC DV6081VEB ALS DV6000 8-BIT BTSC CMPT | 124 Action ST | Maynard | MA | 1754 | DISP
[5 empty] | 29 |  |  |  | ADC TELECO | DV6081VEN2 | UNK | END OF LIFE | ADC DV6081VEN2 ALS DV6000 8-BIT DL BB AUD | 124 Action ST | Maynard | MA | 1754 | DISP
|  |  |  | 210643140 | 1 |  |  |  | ADC TELECO | DV6082VDB | UNK | END OF LIFE | ADC DV6082VDB DV6000 8-BIT BTSC DCDR MODULE | 124 Action ST | Maynard | MA | 1754 | DISP
[5 empty] | 5 |  |  |  | ADC TELECO | DV6082VDN2 | UNK | END OF LIFE | ADC DV6082VDN2 VIDEO DECODER MODULE | 124 Action ST | Maynard | MA | 1754 | DISP
[5 empty] | 2 |  |  |  | C-COR | DV6101MASI01 | UNK | END OF LIFE | C-COR DV6101MASI01 DV6000 DVB-ASI ENCODER MODULE | 124 Action ST | Maynard | MA | 1754 | DISP
[5 empty] | 4 |  |  |  | C-COR | DV6102MASI01 | UNK | END OF LIFE | C-COR DV6102MASI01 DV6000 DVB-ASI DECODER MODULE | 124 Action ST | Maynard | MA | 1754 | DISP
[5 empty] | 4 |  |  |  | C-COR | DV6102VDN4 | UNK | END OF LIFE | ADC DV6102VDN4 VIDEO DECODER BASEBAND NTSC W/ 4 AUDIO CHAN | 124 Action ST | Maynard | MA | 1754 | DISP
[5 empty] | 2 |  |  |  | C-COR | DV6102VDN4M | UNK | END OF LIFE | C-COR DV6102VDN4M DV6000 10BIT 4-AUD DIGI CLOCK DISTR MODULE | 124 Action ST | Maynard | MA | 1754 | DISP
[5 empty] | 3 |  |  |  | ADC TELECO | DV6302RCQ | UNK | END OF LIFE | DV6000 Transmitter 1550 | 124 Action ST | Maynard | MA | 1754 | DISP
[5 empty] | 1 |  |  |  | ADC TELECO | DV6501TXDHC502 | UNK | END OF LIFE | DV6000 SM DWDM 1550NM CHNL 5 3DBM LAUNCH PWR XMTR MODULE | 124 Action ST | Maynard | MA | 1754 | DISP
[5 empty] | 4 |  |  |  | ADC TELECO | DV6911FANA | UNK | END OF LIFE | ADC/C-COR DV6911FANA 19" RACK COOLING FAN UNIT | 124 Action ST | Maynard | MA | 1754 | DISP
|  |  |  | CCP24108342224022 | 1 |  |  |  | MISCELLANEOUS | EMA-0210-00-LAN | UNK | END OF LIFE | EMA-0210-00-LAN | 4545 Stonegate Industrial Blvd | Stone Mountain | GA | 30083 | DISP
|  |  |  | AT0511486401 | 1 |  |  |  | JUNIPER | EX-PWR-320-AC | UNK | END OF LIFE | Juniper Networks 320 Watt AC Power Supply Unit for EX4200 | 2096 N Gateway Blvd | Fresno | CA | 93727 | DISP
|  |  |  | AT0511474608 | 1 |  |  |  | JUNIPER | EX-PWR-320-AC | UNK | END OF LIFE | Juniper Networks 320 Watt AC Power Supply Unit for EX4200 | 2096 N Gateway Blvd | Fresno | CA | 93727 | DISP
|  |  |  | 2L-080937B | 1 |  |  |  | TYCO ELECT | FH3962-000 | UNK | END OF LIFE | Single 8-channel narrow LGX-type Type B CWDM module. Mux or | 2096 N Gateway Blvd | Fresno | CA | 93727 | DISP
|  |  |  | PFE31QP | 1 |  |  |  | FINISAR | FTLF8519P2BCL | UNK | END OF LIFE | 1000BASE-SX ETHERNET SFP TRANSCEIVER; 850NM; 1.25 GB/S SW | 1900 CUMBERLAND SE PKWY | ATLANTA | GA | 30339 | DISP
|  |  |  | PFE31RN | 1 |  |  |  | FINISAR | FTLF8519P2BCL | UNK | END OF LIFE | 1000BASE-SX ETHERNET SFP TRANSCEIVER; 850NM; 1.25 GB/S SW | 1900 CUMBERLAND SE PKWY | ATLANTA | GA | 30339 | DISP
|  |  |  | PFE31RJ | 1 |  |  |  | FINISAR | FTLF8519P2BCL | UNK | END OF LIFE | 1000BASE-SX ETHERNET SFP TRANSCEIVER; 850NM; 1.25 GB/S SW | 1900 CUMBERLAND SE PKWY | ATLANTA | GA | 30339 | DISP
|  |  |  | PFE31RH | 1 |  |  |  | FINISAR | FTLF8519P2BCL | UNK | END OF LIFE | 1000BASE-SX ETHERNET SFP TRANSCEIVER; 850NM; 1.25 GB/S SW | 1900 CUMBERLAND SE PKWY | ATLANTA | GA | 30339 | DISP
|  |  |  | PFE31RL | 1 |  |  |  | FINISAR | FTLF8519P2BCL | UNK | END OF LIFE | 1000BASE-SX ETHERNET SFP TRANSCEIVER; 850NM; 1.25 GB/S SW | 1900 CUMBERLAND SE PKWY | ATLANTA | GA | 30339 | DISP
|  |  |  | PFE31RM | 1 |  |  |  | FINISAR | FTLF8519P2BCL | UNK | END OF LIFE | 1000BASE-SX ETHERNET SFP TRANSCEIVER; 850NM; 1.25 GB/S SW | 1900 CUMBERLAND SE PKWY | ATLANTA | GA | 30339 | DISP
|  |  |  | PFE31RS | 1 |  |  |  | FINISAR | FTLF8519P2BCL | UNK | END OF LIFE | 1000BASE-SX ETHERNET SFP TRANSCEIVER; 850NM; 1.25 GB/S SW | 1900 CUMBERLAND SE PKWY | ATLANTA | GA | 30339 | DISP
|  |  |  | PFE2Y2U | 1 |  |  |  | FINISAR | FTLF8519P2BCL | UNK | END OF LIFE | 1000BASE-SX ETHERNET SFP TRANSCEIVER; 850NM; 1.25 GB/S SW | 1900 CUMBERLAND SE PKWY | ATLANTA | GA | 30339 | DISP
|  |  |  | PFC032M | 1 |  |  |  | FINISAR | FTLF8519P2BCL | UNK | END OF LIFE | 1000BASE-SX ETHERNET SFP TRANSCEIVER; 850NM; 1.25 GB/S SW | 1900 CUMBERLAND SE PKWY | ATLANTA | GA | 30339 | DISP
|  |  |  | PDJ1CNT | 1 |  |  |  | FINISAR | FTLF8519P2BNL | UNK | END OF LIFE | Finisar 1000Base-SX SFP Transceiver Module | 4545 Stonegate Industrial Blvd | Stone Mountain | GA | 30083 | DISP
|  |  |  | P8D2VSA | 1 |  |  |  | FINISAR | FTLF8519P2BNL | UNK | END OF LIFE | Finisar 1000Base-SX SFP Transceiver Module | 4545 Stonegate Industrial Blvd | Stone Mountain | GA | 30083 | DISP
|  |  |  | P832H8K | 1 |  |  |  | FINISAR | FTLF8519P2BNL | UNK | END OF LIFE | Finisar 1000Base-SX SFP Transceiver Module | 4545 Stonegate Industrial Blvd | Stone Mountain | GA | 30083 | DISP
|  |  |  | P6N2655 | 1 |  |  |  | FINISAR | FTLF8519P2BNL | UNK | END OF LIFE | Finisar 1000Base-SX SFP Transceiver Module | 4545 Stonegate Industrial Blvd | Stone Mountain | GA | 30083 | DISP
|  |  |  | PDH515F | 1 |  |  |  | FINISAR | FTLF8519P2BNL | UNK | END OF LIFE | Finisar 1000Base-SX SFP Transceiver Module | 4545 Stonegate Industrial Blvd | Stone Mountain | GA | 30083 | DISP
|  |  |  | P6R205W | 1 |  |  |  | FINISAR | FTLF8519P2BNL | UNK | END OF LIFE | Finisar 1000Base-SX SFP Transceiver Module | 4545 Stonegate Industrial Blvd | Stone Mountain | GA | 30083 | DISP
|  |  |  | P6R209M | 1 |  |  |  | FINISAR | FTLF8519P2BNL | UNK | END OF LIFE | Finisar 1000Base-SX SFP Transceiver Module | 4545 Stonegate Industrial Blvd | Stone Mountain | GA | 30083 | DISP
|  |  |  | P6R1Z4V | 1 |  |  |  | FINISAR | FTLF8519P2BNL | UNK | END OF LIFE | Finisar 1000Base-SX SFP Transceiver Module | 4545 Stonegate Industrial Blvd | Stone Mountain | GA | 30083 | DISP
|  |  |  | PFE2Y2Z | 1 |  |  |  | FINISAR | FTLF8519P2BNL | UNK | END OF LIFE | Finisar 1000Base-SX SFP Transceiver Module | 4545 Stonegate Industrial Blvd | Stone Mountain | GA | 30083 | DISP
|  |  |  | PFE2Y2X | 1 |  |  |  | FINISAR | FTLF8519P2BNL | UNK | END OF LIFE | Finisar 1000Base-SX SFP Transceiver Module | 4545 Stonegate Industrial Blvd | Stone Mountain | GA | 30083 | DISP
|  |  |  | PB4168F | 1 |  |  |  | FINISAR | FTLF8519P2BNL | UNK | END OF LIFE | Finisar 1000Base-SX SFP Transceiver Module | 4545 Stonegate Industrial Blvd | Stone Mountain | GA | 30083 | DISP
|  |  |  | PB415G8 | 1 |  |  |  | FINISAR | FTLF8519P2BNL | UNK | END OF LIFE | Finisar 1000Base-SX SFP Transceiver Module | 4545 Stonegate Industrial Blvd | Stone Mountain | GA | 30083 | DISP
|  |  |  | PFE31RX | 1 |  |  |  | FINISAR | FTLF8519P2BNL | UNK | END OF LIFE | Finisar 1000Base-SX SFP Transceiver Module | 4545 Stonegate Industrial Blvd | Stone Mountain | GA | 30083 | DISP
|  |  |  | P8D2W3Q | 1 |  |  |  | FINISAR | FTLF8519P2BNL | UNK | END OF LIFE | Finisar 1000Base-SX SFP Transceiver Module | 4545 Stonegate Industrial Blvd | Stone Mountain | GA | 30083 | DISP
|  |  |  | P6R2094 | 1 |  |  |  | FINISAR | FTLF8519P2BNL | UNK | END OF LIFE | Finisar 1000Base-SX SFP Transceiver Module | 4545 Stonegate Industrial Blvd | Stone Mountain | GA | 30083 | DISP
|  |  |  | P6R20CJ | 1 |  |  |  | FINISAR | FTLF8519P2BNL | UNK | END OF LIFE | Finisar 1000Base-SX SFP Transceiver Module | 4545 Stonegate Industrial Blvd | Stone Mountain | GA | 30083 | DISP
|  |  |  | PHP36BL | 1 |  |  |  | FINISAR | FTLF8519P2BNL | UNK | END OF LIFE | Finisar 1000Base-SX SFP Transceiver Module | 4545 Stonegate Industrial Blvd | Stone Mountain | GA | 30083 | DISP
|  |  |  | P6R20BW | 1 |  |  |  | FINISAR | FTLF8519P2BNL | UNK | END OF LIFE | Finisar 1000Base-SX SFP Transceiver Module | 4545 Stonegate Industrial Blvd | Stone Mountain | GA | 30083 | DISP
|  |  |  | PFE02RN | 1 |  |  |  | FINISAR | FTLF8519P2BNL | UNK | END OF LIFE | Finisar 1000Base-SX SFP Transceiver Module | 1900 CUMBERLAND SE PKWY | ATLANTA | GA | 30339 | DISP
|  |  |  | PFE0CPY | 1 |  |  |  | FINISAR | FTLF8519P2BNL | UNK | END OF LIFE | Finisar 1000Base-SX SFP Transceiver Module | 1900 CUMBERLAND SE PKWY | ATLANTA | GA | 30339 | DISP
|  |  |  | PJB4JVV | 1 |  |  |  | FINISAR | FTLF8519P2BNL | UNK | END OF LIFE | Finisar 1000Base-SX SFP Transceiver Module | 1900 CUMBERLAND SE PKWY | ATLANTA | GA | 30339 | DISP
|  |  |  | PDD63BQ | 1 |  |  |  | FINISAR | FTLF8519P2BNL | UNK | END OF LIFE | Finisar 1000Base-SX SFP Transceiver Module | 1900 CUMBERLAND SE PKWY | ATLANTA | GA | 30339 | DISP
|  |  |  | PDJ1JHF | 1 |  |  |  | FINISAR | FTLF8519P2BNL | UNK | END OF LIFE | Finisar 1000Base-SX SFP Transceiver Module | 1900 CUMBERLAND SE PKWY | ATLANTA | GA | 30339 | DISP
|  |  |  | P9S0QDZ | 1 |  |  |  | FINISAR | FTLF8519P2BNL | UNK | END OF LIFE | Finisar 1000Base-SX SFP Transceiver Module | 1900 CUMBERLAND SE PKWY | ATLANTA | GA | 30339 | DISP
|  |  |  | PFE04E6 | 1 |  |  |  | FINISAR | FTLF8519P2BNL | UNK | END OF LIFE | Finisar 1000Base-SX SFP Transceiver Module | 1900 CUMBERLAND SE PKWY | ATLANTA | GA | 30339 | DISP
|  |  |  | PDJ1AKZ | 1 |  |  |  | FINISAR | FTLF8519P2BNL | UNK | END OF LIFE | Finisar 1000Base-SX SFP Transceiver Module | 1900 CUMBERLAND SE PKWY | ATLANTA | GA | 30339 | DISP
|  |  |  | PDH21G3 | 1 |  |  |  | FINISAR | FTLF8519P2BNL | UNK | END OF LIFE | Finisar 1000Base-SX SFP Transceiver Module | 1900 CUMBERLAND SE PKWY | ATLANTA | GA | 30339 | DISP
|  |  |  | PDH515C | 1 |  |  |  | FINISAR | FTLF8519P2BNL | UNK | END OF LIFE | Finisar 1000Base-SX SFP Transceiver Module | 1900 CUMBERLAND SE PKWY | ATLANTA | GA | 30339 | DISP
|  |  |  | PG629ZS | 1 |  |  |  | FINISAR | FTLF8519P2BNL | UNK | END OF LIFE | Finisar 1000Base-SX SFP Transceiver Module | 1900 CUMBERLAND SE PKWY | ATLANTA | GA | 30339 | DISP
|  |  |  | PDJ1CNZ | 1 |  |  |  | FINISAR | FTLF8519P2BNL | UNK | END OF LIFE | Finisar 1000Base-SX SFP Transceiver Module | 1900 CUMBERLAND SE PKWY | ATLANTA | GA | 30339 | DISP
|  |  |  | PDD6D5H | 1 |  |  |  | FINISAR | FTLF8519P2BNL | UNK | END OF LIFE | Finisar 1000Base-SX SFP Transceiver Module | 1900 CUMBERLAND SE PKWY | ATLANTA | GA | 30339 | DISP
|  |  |  | PFE01T0 | 1 |  |  |  | FINISAR | FTLF8519P2BNL | UNK | END OF LIFE | Finisar 1000Base-SX SFP Transceiver Module | 1900 CUMBERLAND SE PKWY | ATLANTA | GA | 30339 | DISP
|  |  |  | PDH50RZ | 1 |  |  |  | FINISAR | FTLF8519P2BNL | UNK | END OF LIFE | Finisar 1000Base-SX SFP Transceiver Module | 1900 CUMBERLAND SE PKWY | ATLANTA | GA | 30339 | DISP
|  |  |  | PG62G6S | 1 |  |  |  | FINISAR | FTLF8519P2BNL | UNK | END OF LIFE | Finisar 1000Base-SX SFP Transceiver Module | 1900 CUMBERLAND SE PKWY | ATLANTA | GA | 30339 | DISP
|  |  |  | PFE02RG | 1 |  |  |  | FINISAR | FTLF8519P2BNL | UNK | END OF LIFE | Finisar 1000Base-SX SFP Transceiver Module | 1900 CUMBERLAND SE PKWY | ATLANTA | GA | 30339 | DISP
|  |  |  | PG62BD8 | 1 |  |  |  | FINISAR | FTLF8519P2BNL | UNK | END OF LIFE | Finisar 1000Base-SX SFP Transceiver Module | 1900 CUMBERLAND SE PKWY | ATLANTA | GA | 30339 | DISP
|  |  |  | PB41685 | 1 |  |  |  | FINISAR | FTLF8519P2BNL | UNK | END OF LIFE | Finisar 1000Base-SX SFP Transceiver Module | 1900 CUMBERLAND SE PKWY | ATLANTA | GA | 30339 | DISP
|  |  |  | PJD505F | 1 |  |  |  | FINISAR | FTLF8519P2BNL | UNK | END OF LIFE | Finisar 1000Base-SX SFP Transceiver Module | 1900 CUMBERLAND SE PKWY | ATLANTA | GA | 30339 | DISP
|  |  |  | PDJ12GX | 1 |  |  |  | FINISAR | FTLF8519P2BNL | UNK | END OF LIFE | Finisar 1000Base-SX SFP Transceiver Module | 1900 CUMBERLAND SE PKWY | ATLANTA | GA | 30339 | DISP
|  |  |  | PDD6DGP | 1 |  |  |  | FINISAR | FTLF8519P2BNL | UNK | END OF LIFE | Finisar 1000Base-SX SFP Transceiver Module | 1900 CUMBERLAND SE PKWY | ATLANTA | GA | 30339 | DISP
|  |  |  | PCD4DFZ | 1 |  |  |  | FINISAR | FTLF8519P2BNL | UNK | END OF LIFE | Finisar 1000Base-SX SFP Transceiver Module | 1900 CUMBERLAND SE PKWY | ATLANTA | GA | 30339 | DISP
|  |  |  | PDJ0V13 | 1 |  |  |  | FINISAR | FTLF8519P2BNL | UNK | END OF LIFE | Finisar 1000Base-SX SFP Transceiver Module | 1900 CUMBERLAND SE PKWY | ATLANTA | GA | 30339 | DISP
|  |  |  | PG629VW | 1 |  |  |  | FINISAR | FTLF8519P2BNL | UNK | END OF LIFE | Finisar 1000Base-SX SFP Transceiver Module | 1900 CUMBERLAND SE PKWY | ATLANTA | GA | 30339 | DISP
|  |  |  | PB41616 | 1 |  |  |  | FINISAR | FTLF8519P2BNL | UNK | END OF LIFE | Finisar 1000Base-SX SFP Transceiver Module | 1900 CUMBERLAND SE PKWY | ATLANTA | GA | 30339 | DISP
|  |  |  | PDJ12TF | 1 |  |  |  | FINISAR | FTLF8519P2BNL | UNK | END OF LIFE | Finisar 1000Base-SX SFP Transceiver Module | 1900 CUMBERLAND SE PKWY | ATLANTA | GA | 30339 | DISP
|  |  |  | PB41683 | 1 |  |  |  | FINISAR | FTLF8519P2BNL | UNK | END OF LIFE | Finisar 1000Base-SX SFP Transceiver Module | 1900 CUMBERLAND SE PKWY | ATLANTA | GA | 30339 | DISP
|  |  |  | PDM00FP | 1 |  |  |  | FINISAR | FTLF8519P2BNL | UNK | END OF LIFE | Finisar 1000Base-SX SFP Transceiver Module | 1900 CUMBERLAND SE PKWY | ATLANTA | GA | 30339 | DISP
|  |  |  | PDJ1FX8 | 1 |  |  |  | FINISAR | FTLF8519P2BNL | UNK | END OF LIFE | Finisar 1000Base-SX SFP Transceiver Module | 1900 CUMBERLAND SE PKWY | ATLANTA | GA | 30339 | DISP
|  |  |  | PDJ1FWZ | 1 |  |  |  | FINISAR | FTLF8519P2BNL | UNK | END OF LIFE | Finisar 1000Base-SX SFP Transceiver Module | 1900 CUMBERLAND SE PKWY | ATLANTA | GA | 30339 | DISP
|  |  |  | PAH253D | 1 |  |  |  | FINISAR | FTLF8519P2BNL | UNK | END OF LIFE | Finisar 1000Base-SX SFP Transceiver Module | 1900 CUMBERLAND SE PKWY | ATLANTA | GA | 30339 | DISP
|  |  |  | PFE0CNW | 1 |  |  |  | FINISAR | FTLF8519P2BNL | UNK | END OF LIFE | Finisar 1000Base-SX SFP Transceiver Module | 1900 CUMBERLAND SE PKWY | ATLANTA | GA | 30339 | DISP
|  |  |  | PFE0BPZ | 1 |  |  |  | FINISAR | FTLF8519P2BNL | UNK | END OF LIFE | Finisar 1000Base-SX SFP Transceiver Module | 1900 CUMBERLAND SE PKWY | ATLANTA | GA | 30339 | DISP
|  |  |  | PFE0CAV | 1 |  |  |  | FINISAR | FTLF8519P2BNL | UNK | END OF LIFE | Finisar 1000Base-SX SFP Transceiver Module | 1900 CUMBERLAND SE PKWY | ATLANTA | GA | 30339 | DISP
|  |  |  | PKB5NMF | 1 |  |  |  | MOTOROLA | FTLF8519P2BNL-ML | UNK | END OF LIFE | 850nm Transceiver GbE-SFP-550m | 1900 CUMBERLAND SE PKWY | ATLANTA | GA | 30339 | DISP
|  |  |  | PKB5NME | 1 |  |  |  | MOTOROLA | FTLF8519P2BNL-ML | UNK | END OF LIFE | 850nm Transceiver GbE-SFP-550m | 1900 CUMBERLAND SE PKWY | ATLANTA | GA | 30339 | DISP
|  |  |  | PLA0Z1Q | 1 |  |  |  | FINISAR | FTLF8519P2BTL | UNK | END OF LIFE | Finisar FTLF8519P2BTL Short-Wavelength SFP Transceiver | 1900 CUMBERLAND SE PKWY | ATLANTA | GA | 30339 | DISP
|  |  |  | UJP065G | 1 |  |  |  | FINISAR | FTLX1412D3BCL | UNK | END OF LIFE | FINISAR FTLX1412D3BCL 10KM/10Gbps DUPLEX XFP TRANSCEIVER 13 | 2096 N Gateway Blvd | Fresno | CA | 93727 | DISP
|  |  |  | P5F1DY6 | 1 |  |  |  | FINISAR | FTRJ-8519-7D | UNK | END OF LIFE | FINISAR short wavelength pluggable SFP 1000base SX | 1900 CUMBERLAND SE PKWY | ATLANTA | GA | 30339 | DISP
|  |  |  | P6N25H7 | 1 |  |  |  | FINISAR | FTRJ-8519-7D | UNK | END OF LIFE | FINISAR short wavelength pluggable SFP 1000base SX | 1900 CUMBERLAND SE PKWY | ATLANTA | GA | 30339 | DISP
|  |  |  | P6N25EH | 1 |  |  |  | FINISAR | FTRJ-8519-7D | UNK | END OF LIFE | FINISAR short wavelength pluggable SFP 1000base SX | 1900 CUMBERLAND SE PKWY | ATLANTA | GA | 30339 | DISP
|  |  |  | P6N25EB | 1 |  |  |  | FINISAR | FTRJ-8519-7D | UNK | END OF LIFE | FINISAR short wavelength pluggable SFP 1000base SX | 1900 CUMBERLAND SE PKWY | ATLANTA | GA | 30339 | DISP
|  |  |  | P6R2060 | 1 |  |  |  | FINISAR | FTRJ-8519-7D | UNK | END OF LIFE | FINISAR short wavelength pluggable SFP 1000base SX | 1900 CUMBERLAND SE PKWY | ATLANTA | GA | 30339 | DISP
|  |  |  | P6R20CF | 1 |  |  |  | FINISAR | FTRJ-8519-7D | UNK | END OF LIFE | FINISAR short wavelength pluggable SFP 1000base SX | 1900 CUMBERLAND SE PKWY | ATLANTA | GA | 30339 | DISP
|  |  |  | P6R2066 | 1 |  |  |  | FINISAR | FTRJ-8519-7D | UNK | END OF LIFE | FINISAR short wavelength pluggable SFP 1000base SX | 1900 CUMBERLAND SE PKWY | ATLANTA | GA | 30339 | DISP
|  |  |  | P6R2091 | 1 |  |  |  | FINISAR | FTRJ-8519-7D | UNK | END OF LIFE | FINISAR short wavelength pluggable SFP 1000base SX | 1900 CUMBERLAND SE PKWY | ATLANTA | GA | 30339 | DISP
|  |  |  | P6R209C | 1 |  |  |  | FINISAR | FTRJ-8519-7D | UNK | END OF LIFE | FINISAR short wavelength pluggable SFP 1000base SX | 1900 CUMBERLAND SE PKWY | ATLANTA | GA | 30339 | DISP
|  |  |  | P6N25EN | 1 |  |  |  | FINISAR | FTRJ-8519-7D | UNK | END OF LIFE | FINISAR short wavelength pluggable SFP 1000base SX | 1900 CUMBERLAND SE PKWY | ATLANTA | GA | 30339 | DISP
|  |  |  | P6R205Z | 1 |  |  |  | FINISAR | FTRJ-8519-7D | UNK | END OF LIFE | FINISAR short wavelength pluggable SFP 1000base SX | 1900 CUMBERLAND SE PKWY | ATLANTA | GA | 30339 | DISP
|  |  |  | P6R206G | 1 |  |  |  | FINISAR | FTRJ-8519-7D | UNK | END OF LIFE | FINISAR short wavelength pluggable SFP 1000base SX | 1900 CUMBERLAND SE PKWY | ATLANTA | GA | 30339 | DISP
[5 empty] | 1 |  |  |  | FINISAR | FWLF163128-CM | UNK | END OF LIFE | DWDM 1554.94NM TRANSCEIVER | 124 Action ST | Maynard | MA | 1754 | DISP
[5 empty] | 8 |  |  |  | MOTOROLA | GX2-DM2000/10/29 | UNK | END OF LIFE | MOTOROLA GX2-DM2000/10/29 30 ANALOG + TRASNMITTER CH29 | 124 Action ST | Maynard | MA | 1754 | DISP
|  |  |  | H05 H07400040 | 1 |  |  |  | MOTOROLA | GX2-HSG000N | UNK | END OF LIFE | MOTOROLA GX2-HSG000N OMNISTAR GX2 HEADEND OPTICS PL CHASS | 2096 N Gateway Blvd | Fresno | CA | 93727 | DISP
[5 empty] | 1 |  |  |  | MOTOROLA | GX2-HSG000N | UNK | END OF LIFE | MOTOROLA GX2-HSG000N OMNISTAR GX2 HEADEND OPTICS PL CHASS | 124 Action ST | Maynard | MA | 1754 | DISP
[5 empty] | 2 |  |  |  | ARRIS | GX2-HSG000N-R | UNK | END OF LIFE | ARRIS GX2-HSG000N-R CHASSIS 4U | 124 Action ST | Maynard | MA | 1754 | DISP
|  |  |  | J08AP66040003626 | 1 |  |  |  | MOTOROLA | GX2-PSDC10D-R | UNK | END OF LIFE | MOTOROLA GX2-PSDC10D-R POWER SUPPLY MODULE | 2096 N Gateway Blvd | Fresno | CA | 93727 | DISP
|  |  |  | J08AP66040003762 | 1 |  |  |  | MOTOROLA | GX2-PSDC10D-R | UNK | END OF LIFE | MOTOROLA GX2-PSDC10D-R POWER SUPPLY MODULE | 2096 N Gateway Blvd | Fresno | CA | 93727 | DISP
|  |  |  | AK064816X4 | 1 |  |  |  | AVAGO | HBCU-5710R | UNK | END OF LIFE | TXRX RJ-45 SFP 1.25GBD 1000 BASE-T | 2096 N Gateway Blvd | Fresno | CA | 93727 | DISP
|  |  |  | AN07110AZA | 1 |  |  |  | AVAGO | HBCU-5710R | UNK | END OF LIFE | TXRX RJ-45 SFP 1.25GBD 1000 BASE-T | 2096 N Gateway Blvd | Fresno | CA | 93727 | DISP
|  |  |  | A00026597 | 1 |  |  |  | AVAGO | HBCU-5710R | UNK | END OF LIFE | TXRX RJ-45 SFP 1.25GBD 1000 BASE-T | 2096 N Gateway Blvd | Fresno | CA | 93727 | DISP
|  |  |  | AK0519005P | 1 |  |  |  | AVAGO | HBCU-5710R | UNK | END OF LIFE | TXRX RJ-45 SFP 1.25GBD 1000 BASE-T | 2096 N Gateway Blvd | Fresno | CA | 93727 | DISP
|  |  |  | 10304075 | 1 |  |  |  | HARMONIC | HMC4001-1 | UNK | END OF LIFE | HARMONIC HMC4001-1 PWRLINK II MODULE CARRIER | 124 Action ST | Maynard | MA | 1754 | DISP
[5 empty] | 2 |  |  |  | HARMONIC | HMC4001-1L | UNK | END OF LIFE | HARMONIC HMC4001-1L PWRLINK II MODULE CARRIER | 124 Action ST | Maynard | MA | 1754 | DISP
[5 empty] | 8 |  |  |  | HARMONIC | HMC4008-1L | UNK | END OF LIFE | HARMONIC HMC4008-1L HLP 4200 MODULE CARRIER | 124 Action ST | Maynard | MA | 1754 | DISP
|  |  |  | M03049244030 | 1 |  |  |  | TELECT COM | HPGMT10 | UNK | END OF LIFE | 100A MAX DUAL 10/10 20A GMT | 124 Action ST | Maynard | MA | 1754 | DISP
[5 empty] | 2 |  |  |  | HARMONIC | HRM3811-AS-6 | UNK | END OF LIFE | HRM3811-AS-6 RECEIVER BANDWIDTH 45-870 MHZ | 124 Action ST | Maynard | MA | 1754 | DISP
|  |  |  | 01238008 | 1 |  |  |  | HARMONIC | HRM7111-AS-DC-2L | UNK | END OF LIFE | HRM7111-AS-DC-2L, OPTICAL RECEIVER | 2096 N Gateway Blvd | Fresno | CA | 93727 | DISP
|  |  |  | 01238001 | 1 |  |  |  | HARMONIC | HRM7111-AS-DC-2L | UNK | END OF LIFE | HRM7111-AS-DC-2L, OPTICAL RECEIVER | 2096 N Gateway Blvd | Fresno | CA | 93727 | DISP
|  |  |  | 0511C59 | 1 |  |  |  | AURORA NETWORKS | HT3541H-D-A200-2-AS | UNK | END OF LIFE | 1.2GHz 10dBm 30 ANALOG+QAM @ ITU CH20 D DENSITY F SP XMTR MO | 2096 N Gateway Blvd | Fresno | CA | 93727 | DISP
|  |  |  | 0810BBD | 1 |  |  |  | AURORA NETWORKS | HT3541H-D-A200-2-AS | UNK | END OF LIFE | 1.2GHz 10dBm 30 ANALOG+QAM @ ITU CH20 D DENSITY F SP XMTR MO | 2096 N Gateway Blvd | Fresno | CA | 93727 | DISP
|  |  |  | 0A1189C | 1 |  |  |  | AURORA NETWORKS | HT3541H-D-A200-2-AS | UNK | END OF LIFE | 1.2GHz 10dBm 30 ANALOG+QAM @ ITU CH20 D DENSITY F SP XMTR MO | 2096 N Gateway Blvd | Fresno | CA | 93727 | DISP
|  |  |  | 0A119BE | 1 |  |  |  | AURORA NETWORKS | HT3541H-D-A200-2-AS | UNK | END OF LIFE | 1.2GHz 10dBm 30 ANALOG+QAM @ ITU CH20 D DENSITY F SP XMTR MO | 2096 N Gateway Blvd | Fresno | CA | 93727 | DISP
|  |  |  | 0A118DF | 1 |  |  |  | AURORA NETWORKS | HT3541H-D-A200-2-AS | UNK | END OF LIFE | 1.2GHz 10dBm 30 ANALOG+QAM @ ITU CH20 D DENSITY F SP XMTR MO | 2096 N Gateway Blvd | Fresno | CA | 93727 | DISP
|  |  |  | 041161D | 1 |  |  |  | AURORA NETWORKS | HT3541H-D-A200-2-AS | UNK | END OF LIFE | 1.2GHz 10dBm 30 ANALOG+QAM @ ITU CH20 D DENSITY F SP XMTR MO | 2096 N Gateway Blvd | Fresno | CA | 93727 | DISP
|  |  |  | 0412ABC | 1 |  |  |  | AURORA NETWORKS | HT3541H-D-A200-2-AS | UNK | END OF LIFE | 1.2GHz 10dBm 30 ANALOG+QAM @ ITU CH20 D DENSITY F SP XMTR MO | 2096 N Gateway Blvd | Fresno | CA | 93727 | DISP
|  |  |  | 041162C | 1 |  |  |  | AURORA NETWORKS | HT3541H-D-A200-2-AS | UNK | END OF LIFE | 1.2GHz 10dBm 30 ANALOG+QAM @ ITU CH20 D DENSITY F SP XMTR MO | 2096 N Gateway Blvd | Fresno | CA | 93727 | DISP
|  |  |  | 0B10B11 | 1 |  |  |  | AURORA NETWORKS | HT3541H-D-A200-2-AS | UNK | END OF LIFE | 1.2GHz 10dBm 30 ANALOG+QAM @ ITU CH20 D DENSITY F SP XMTR MO | 2096 N Gateway Blvd | Fresno | CA | 93727 | DISP
|  |  |  | 0610612 | 1 |  |  |  | AURORA NETWORKS | HT3541H-D-A200-2-AS | UNK | END OF LIFE | 1.2GHz 10dBm 30 ANALOG+QAM @ ITU CH20 D DENSITY F SP XMTR MO | 2096 N Gateway Blvd | Fresno | CA | 93727 | DISP
|  |  |  | 0C1168F | 1 |  |  |  | AURORA NETWORKS | HT3541H-D-A200-2-AS | UNK | END OF LIFE | 1.2GHz 10dBm 30 ANALOG+QAM @ ITU CH20 D DENSITY F SP XMTR MO | 2096 N Gateway Blvd | Fresno | CA | 93727 | DISP
|  |  |  | 04115DF | 1 |  |  |  | AURORA NETWORKS | HT3541H-D-A200-2-AS | UNK | END OF LIFE | 1.2GHz 10dBm 30 ANALOG+QAM @ ITU CH20 D DENSITY F SP XMTR MO | 2096 N Gateway Blvd | Fresno | CA | 93727 | DISP
|  |  |  | F711AC4 | 1 |  |  |  | AURORA NETWORKS | HT3541H-D-A200-2-AS | UNK | END OF LIFE | 1.2GHz 10dBm 30 ANALOG+QAM @ ITU CH20 D DENSITY F SP XMTR MO | 2096 N Gateway Blvd | Fresno | CA | 93727 | DISP
|  |  |  | 06105D8 | 1 |  |  |  | AURORA NETWORKS | HT3541H-D-A200-2-AS | UNK | END OF LIFE | 1.2GHz 10dBm 30 ANALOG+QAM @ ITU CH20 D DENSITY F SP XMTR MO | 2096 N Gateway Blvd | Fresno | CA | 93727 | DISP
|  |  |  | 041159D | 1 |  |  |  | AURORA NETWORKS | HT3541H-D-A200-2-AS | UNK | END OF LIFE | 1.2GHz 10dBm 30 ANALOG+QAM @ ITU CH20 D DENSITY F SP XMTR MO | 2096 N Gateway Blvd | Fresno | CA | 93727 | DISP
|  |  |  | HT3541.061070E | 1 |  |  |  | AURORA NETWORKS | HT3541H-D-A200-2-AS | NEW | END OF LIFE | 1.2GHz 10dBm 30 ANALOG+QAM @ ITU CH20 D DENSITY F SP XMTR MO | 2096 N Gateway Blvd | Fresno | CA | 93727 | DISP
|  |  |  | HT3541.0A118DB | 1 |  |  |  | AURORA NETWORKS | HT3541H-D-A200-2-AS | NEW | END OF LIFE | 1.2GHz 10dBm 30 ANALOG+QAM @ ITU CH20 D DENSITY F SP XMTR MO | 2096 N Gateway Blvd | Fresno | CA | 93727 | DISP
|  |  |  | HT3541.0A10A44 | 1 |  |  |  | AURORA NETWORKS | HT3541H-D-A200-2-AS | NEW | END OF LIFE | 1.2GHz 10dBm 30 ANALOG+QAM @ ITU CH20 D DENSITY F SP XMTR MO | 2096 N Gateway Blvd | Fresno | CA | 93727 | DISP
|  |  |  | 0510E1B | 1 |  |  |  | AURORA NETWORKS | HT3541H-D-A210-2-AS | UNK | END OF LIFE | 1.2 GHz, Double Density Full Spectrum Transmitter | 2096 N Gateway Blvd | Fresno | CA | 93727 | DISP
|  |  |  | 0D823C8 | 1 |  |  |  | AURORA NETWORKS | HT3541H-D-A210-2-AS | UNK | END OF LIFE | 1.2 GHz, Double Density Full Spectrum Transmitter | 2096 N Gateway Blvd | Fresno | CA | 93727 | DISP
|  |  |  | 0410787 | 1 |  |  |  | AURORA NETWORKS | HT3541H-D-A210-2-AS | UNK | END OF LIFE | 1.2 GHz, Double Density Full Spectrum Transmitter | 2096 N Gateway Blvd | Fresno | CA | 93727 | DISP
|  |  |  | 0C20024 | 1 |  |  |  | AURORA NETWORKS | HT3541H-D-A210-2-AS | UNK | END OF LIFE | 1.2 GHz, Double Density Full Spectrum Transmitter | 2096 N Gateway Blvd | Fresno | CA | 93727 | DISP
|  |  |  | 0C20073 | 1 |  |  |  | AURORA NETWORKS | HT3541H-D-A210-2-AS | UNK | END OF LIFE | 1.2 GHz, Double Density Full Spectrum Transmitter | 2096 N Gateway Blvd | Fresno | CA | 93727 | DISP
|  |  |  | 0C20023 | 1 |  |  |  | AURORA NETWORKS | HT3541H-D-A210-2-AS | UNK | END OF LIFE | 1.2 GHz, Double Density Full Spectrum Transmitter | 2096 N Gateway Blvd | Fresno | CA | 93727 | DISP
|  |  |  | 0C200B0 | 1 |  |  |  | AURORA NETWORKS | HT3541H-D-A210-2-AS | UNK | END OF LIFE | 1.2 GHz, Double Density Full Spectrum Transmitter | 2096 N Gateway Blvd | Fresno | CA | 93727 | DISP
|  |  |  | 03132AB | 1 |  |  |  | AURORA NETWORKS | HT3541H-D-A210-2-AS | UNK | END OF LIFE | 1.2 GHz, Double Density Full Spectrum Transmitter | 2096 N Gateway Blvd | Fresno | CA | 93727 | DISP
|  |  |  | 041079F | 1 |  |  |  | AURORA NETWORKS | HT3541H-D-A210-2-AS | UNK | END OF LIFE | 1.2 GHz, Double Density Full Spectrum Transmitter | 2096 N Gateway Blvd | Fresno | CA | 93727 | DISP
|  |  |  | 07133E5 | 1 |  |  |  | AURORA NETWORKS | HT3541H-D-A210-2-AS | UNK | END OF LIFE | 1.2 GHz, Double Density Full Spectrum Transmitter | 2096 N Gateway Blvd | Fresno | CA | 93727 | DISP
|  |  |  | 0C122F2 | 1 |  |  |  | AURORA NETWORKS | HT3541H-D-A210-2-AS | UNK | END OF LIFE | 1.2 GHz, Double Density Full Spectrum Transmitter | 2096 N Gateway Blvd | Fresno | CA | 93727 | DISP
|  |  |  | 08AA194 | 1 |  |  |  | AURORA NETWORKS | HT3541H-D-A210-2-AS | UNK | END OF LIFE | 1.2 GHz, Double Density Full Spectrum Transmitter | 2096 N Gateway Blvd | Fresno | CA | 93727 | DISP
|  |  |  | 0D800A4 | 1 |  |  |  | AURORA NETWORKS | HT3541H-D-A210-2-AS | UNK | END OF LIFE | 1.2 GHz, Double Density Full Spectrum Transmitter | 2096 N Gateway Blvd | Fresno | CA | 93727 | DISP
|  |  |  | 0C2002B | 1 |  |  |  | AURORA NETWORKS | HT3541H-D-A210-2-AS | UNK | END OF LIFE | 1.2 GHz, Double Density Full Spectrum Transmitter | 2096 N Gateway Blvd | Fresno | CA | 93727 | DISP
|  |  |  | HT3541.2000289 | 1 |  |  |  | AURORA NETWORKS | HT3541H-D-A210-2-AS | NEW | END OF LIFE | 1.2 GHz, Double Density Full Spectrum Transmitter | 2096 N Gateway Blvd | Fresno | CA | 93727 | DISP
|  |  |  | 0310FBA | 1 |  |  |  | AURORA NETWORKS | HT3541H-D-A210-2-AS | UNK | END OF LIFE | 1.2 GHz, Double Density Full Spectrum Transmitter | 2096 N Gateway Blvd | Fresno | CA | 93727 | DISP
|  |  |  | 07AA0B3 | 1 |  |  |  | ARRIS | HT3541H-D-A230-2-AS | UNK | END OF LIFE | 81486 - Transmit Module 30 analog, CH23, 10dBm out | 2096 N Gateway Blvd | Fresno | CA | 93727 | DISP
|  |  |  | 07116DF | 1 |  |  |  | AURORA NETWORKS | HT3541H-D-A290-2-AS | UNK | END OF LIFE | 1.2 GHz, Double Density Full Spectrum Transmitter | 2096 N Gateway Blvd | Fresno | CA | 93727 | DISP
|  |  |  | 0D802BB | 1 |  |  |  | AURORA NETWORKS | HT3541H-D-A290-2-AS | UNK | END OF LIFE | 1.2 GHz, Double Density Full Spectrum Transmitter | 2096 N Gateway Blvd | Fresno | CA | 93727 | DISP
|  |  |  | HT3541.0D80DB6 | 1 |  |  |  | AURORA NETWORKS | HT3541H-D-A290-2-AS | NEW | END OF LIFE | 1.2 GHz, Double Density Full Spectrum Transmitter | 2096 N Gateway Blvd | Fresno | CA | 93727 | DISP
|  |  |  | HT3541.071170E | 1 |  |  |  | AURORA NETWORKS | HT3541H-D-A290-2-AS | NEW | END OF LIFE | 1.2 GHz, Double Density Full Spectrum Transmitter | 2096 N Gateway Blvd | Fresno | CA | 93727 | DISP
|  |  |  | HT3541.0CAAA0F | 1 |  |  |  | AURORA NETWORKS | HT3541H-D-A350-2-AS | NEW | END OF LIFE | 81498 - Transmitter DD 1.2GHz Full Spectrum 30A CH 35 | 2096 N Gateway Blvd | Fresno | CA | 93727 | DISP
|  |  |  | HT3541.061204D | 1 |  |  |  | AURORA NETWORKS | HT3541H-D-A350-2-AS | NEW | END OF LIFE | 81498 - Transmitter DD 1.2GHz Full Spectrum 30A CH 35 | 2096 N Gateway Blvd | Fresno | CA | 93727 | DISP
|  |  |  | 2000C98 | 1 |  |  |  | ARRIS | HT3543H-D-E240-2-AS | UNK | END OF LIFE | 1.2GHz, Transmit Module, all QAM, ITU channel 24 | 2096 N Gateway Blvd | Fresno | CA | 93727 | DISP
|  |  |  | 2001EE8 | 1 |  |  |  | ARRIS | HT3543H-D-E260-2-AS | UNK | END OF LIFE | 1.2GHz, Transmit Module, all QAM, ITU channel 26 | 2096 N Gateway Blvd | Fresno | CA | 93727 | DISP
[5 empty] | 1 |  |  |  | ARRIS | HT3583H-Q-E220-2-AS | UNK | END OF LIFE | 1.2 GHz, Quad Density Full Spectrum Transmitter Module optim | 2096 N Gateway Blvd | Fresno | CA | 93727 | DISP
[5 empty] | 4 |  |  |  | ARRIS | HT3583H-Q-E220-2-AS | UNK | END OF LIFE | 1.2 GHz, Quad Density Full Spectrum Transmitter Module optim | 2096 N Gateway Blvd | Fresno | CA | 93727 | DISP
[5 empty] | 3 |  |  |  | ARRIS | HT3583H-Q-E220-2-AS | UNK | END OF LIFE | 1.2 GHz, Quad Density Full Spectrum Transmitter Module optim | 2096 N Gateway Blvd | Fresno | CA | 93727 | DISP
[5 empty] | 5 |  |  |  | ARRIS | HT3583H-Q-E220-2-AS | UNK | END OF LIFE | 1.2 GHz, Quad Density Full Spectrum Transmitter Module optim | 2096 N Gateway Blvd | Fresno | CA | 93727 | DISP
[5 empty] | 5 |  |  |  | ARRIS | HT3583H-Q-E220-2-AS | NEW | END OF LIFE | 1.2 GHz, Quad Density Full Spectrum Transmitter Module optim | 2096 N Gateway Blvd | Fresno | CA | 93727 | DISP
[5 empty] | 3 |  |  |  | ARRIS | HT3583H-Q-E220-2-AS | NEW | END OF LIFE | 1.2 GHz, Quad Density Full Spectrum Transmitter Module optim | 2096 N Gateway Blvd | Fresno | CA | 93727 | DISP
[5 empty] | 1 |  |  |  | ARRIS | HT3583H-Q-E220-2-AS | NEW | END OF LIFE | 1.2 GHz, Quad Density Full Spectrum Transmitter Module optim | 2096 N Gateway Blvd | Fresno | CA | 93727 | DISP
[5 empty] | 1 |  |  |  | ARRIS | HT3583H-Q-E220-2-AS | NEW | END OF LIFE | 1.2 GHz, Quad Density Full Spectrum Transmitter Module optim | 2096 N Gateway Blvd | Fresno | CA | 93727 | DISP
[5 empty] | 2 |  |  |  | ARRIS | HT3583H-Q-E220-2-AS | NEW | END OF LIFE | 1.2 GHz, Quad Density Full Spectrum Transmitter Module optim | 2096 N Gateway Blvd | Fresno | CA | 93727 | DISP
[5 empty] | 1 |  |  |  | ARRIS | HT3583H-Q-E220-2-AS | NOB | END OF LIFE | 1.2 GHz, Quad Density Full Spectrum Transmitter Module optim | 2096 N Gateway Blvd | Fresno | CA | 93727 | DISP
[5 empty] | 1 |  |  |  | ARRIS | HT3583H-Q-E220-2-AS | UNK | END OF LIFE | 1.2 GHz, Quad Density Full Spectrum Transmitter Module optim | 2096 N Gateway Blvd | Fresno | CA | 93727 | DISP
[5 empty] | 1 |  |  |  | ARRIS | HT3583H-Q-E240-2-AS | UNK | END OF LIFE | CH3000 Quad Density1.2 GHz Full Spectrum Transmitter Module | 2096 N Gateway Blvd | Fresno | CA | 93727 | DISP
[5 empty] | 1 |  |  |  | ARRIS | HT3583H-Q-E240-2-AS | UNK | END OF LIFE | CH3000 Quad Density1.2 GHz Full Spectrum Transmitter Module | 2096 N Gateway Blvd | Fresno | CA | 93727 | DISP
[5 empty] | 4 |  |  |  | ARRIS | HT3583H-Q-E240-2-AS | UNK | END OF LIFE | CH3000 Quad Density1.2 GHz Full Spectrum Transmitter Module | 2096 N Gateway Blvd | Fresno | CA | 93727 | DISP
[5 empty] | 3 |  |  |  | ARRIS | HT3583H-Q-E240-2-AS | UNK | END OF LIFE | CH3000 Quad Density1.2 GHz Full Spectrum Transmitter Module | 2096 N Gateway Blvd | Fresno | CA | 93727 | DISP
[5 empty] | 1 |  |  |  | ARRIS | HT3583H-Q-E240-2-AS | NEW | END OF LIFE | CH3000 Quad Density1.2 GHz Full Spectrum Transmitter Module | 2096 N Gateway Blvd | Fresno | CA | 93727 | DISP
[5 empty] | 2 |  |  |  | ARRIS | HT3583H-Q-E240-2-AS | NEW | END OF LIFE | CH3000 Quad Density1.2 GHz Full Spectrum Transmitter Module | 2096 N Gateway Blvd | Fresno | CA | 93727 | DISP
[5 empty] | 5 |  |  |  | ARRIS | HT3583H-Q-E240-2-AS | NEW | END OF LIFE | CH3000 Quad Density1.2 GHz Full Spectrum Transmitter Module | 2096 N Gateway Blvd | Fresno | CA | 93727 | DISP
|  |  |  | 2001144 | 1 |  |  |  | ARRIS | HT3583H-Q-E260-2-AS | UNK | END OF LIFE | HT3583H-Q-E260-2-AS | 2096 N Gateway Blvd | Fresno | CA | 93727 | DISP
|  |  |  | 2000662 | 1 |  |  |  | ARRIS | HT3583H-Q-E260-2-AS | UNK | END OF LIFE | HT3583H-Q-E260-2-AS | 2096 N Gateway Blvd | Fresno | CA | 93727 | DISP
|  |  |  | 200281F | 1 |  |  |  | ARRIS | HT3583H-Q-E260-2-AS | UNK | END OF LIFE | HT3583H-Q-E260-2-AS | 2096 N Gateway Blvd | Fresno | CA | 93727 | DISP
|  |  |  | 20001C6 | 1 |  |  |  | ARRIS | HT3583H-Q-E260-2-AS | UNK | END OF LIFE | HT3583H-Q-E260-2-AS | 2096 N Gateway Blvd | Fresno | CA | 93727 | DISP
|  |  |  | 2000755 | 1 |  |  |  | ARRIS | HT3583H-Q-E260-2-AS | UNK | END OF LIFE | HT3583H-Q-E260-2-AS | 2096 N Gateway Blvd | Fresno | CA | 93727 | DISP
|  |  |  | 20001C4 | 1 |  |  |  | ARRIS | HT3583H-Q-E260-2-AS | UNK | END OF LIFE | HT3583H-Q-E260-2-AS | 2096 N Gateway Blvd | Fresno | CA | 93727 | DISP
|  |  |  | 2001212 | 1 |  |  |  | ARRIS | HT3583H-Q-E260-2-AS | UNK | END OF LIFE | HT3583H-Q-E260-2-AS | 2096 N Gateway Blvd | Fresno | CA | 93727 | DISP
|  |  |  | HT3583.2008999 | 1 |  |  |  | ARRIS | HT3583H-Q-E260-2-AS | NEW | END OF LIFE | HT3583H-Q-E260-2-AS | 2096 N Gateway Blvd | Fresno | CA | 93727 | DISP
|  |  |  | HT3583.2004542 | 1 |  |  |  | ARRIS | HT3583H-Q-E260-2-AS | NEW | END OF LIFE | HT3583H-Q-E260-2-AS | 2096 N Gateway Blvd | Fresno | CA | 93727 | DISP
|  |  |  | HT3583.2005977 | 1 |  |  |  | ARRIS | HT3583H-Q-E260-2-AS | NEW | END OF LIFE | HT3583H-Q-E260-2-AS | 2096 N Gateway Blvd | Fresno | CA | 93727 | DISP
|  |  |  | HT3583.2006AD6 | 1 |  |  |  | ARRIS | HT3583H-Q-E260-2-AS | NEW | END OF LIFE | HT3583H-Q-E260-2-AS | 2096 N Gateway Blvd | Fresno | CA | 93727 | DISP
|  |  |  | 20089D4 | 1 |  |  |  | ARRIS | HT3583H-Q-E260-2-AS | NOB | END OF LIFE | HT3583H-Q-E260-2-AS | 2096 N Gateway Blvd | Fresno | CA | 93727 | DISP
|  |  |  | 200454F | 1 |  |  |  | ARRIS | HT3583H-Q-E260-2-AS | UNK | END OF LIFE | HT3583H-Q-E260-2-AS | 2096 N Gateway Blvd | Fresno | CA | 93727 | DISP
|  |  |  | 2000493 | 1 |  |  |  | ARRIS | HT3583H-Q-E260-2-AS | UNK | END OF LIFE | HT3583H-Q-E260-2-AS | 2096 N Gateway Blvd | Fresno | CA | 93727 | DISP
|  |  |  | 2005588 | 1 |  |  |  | ARRIS | HT3583H-Q-E260-2-AS | UNK | END OF LIFE | HT3583H-Q-E260-2-AS | 2096 N Gateway Blvd | Fresno | CA | 93727 | DISP
|  |  |  | HT3583.200042F | 1 |  |  |  | ARRIS | HT3583H-Q-E330-2-AS | NEW | END OF LIFE | CH3000 Quad Density1.2 GHz Full Spectrum Transmitter Modul | 2096 N Gateway Blvd | Fresno | CA | 93727 | DISP
|  |  |  | HT3583.2000289 | 1 |  |  |  | ARRIS | HT3583H-Q-E330-2-AS | NEW | END OF LIFE | CH3000 Quad Density1.2 GHz Full Spectrum Transmitter Modul | 2096 N Gateway Blvd | Fresno | CA | 93727 | DISP
|  |  |  | HT3583.200015D | 1 |  |  |  | ARRIS | HT3583H-Q-E330-2-AS | NEW | END OF LIFE | CH3000 Quad Density1.2 GHz Full Spectrum Transmitter Modul | 2096 N Gateway Blvd | Fresno | CA | 93727 | DISP
|  |  |  | HT3583.200023D | 1 |  |  |  | ARRIS | HT3583H-Q-E330-2-AS | NEW | END OF LIFE | CH3000 Quad Density1.2 GHz Full Spectrum Transmitter Modul | 2096 N Gateway Blvd | Fresno | CA | 93727 | DISP
|  |  |  | HT3583.2000240 | 1 |  |  |  | ARRIS | HT3583H-Q-E330-2-AS | NEW | END OF LIFE | CH3000 Quad Density1.2 GHz Full Spectrum Transmitter Modul | 2096 N Gateway Blvd | Fresno | CA | 93727 | DISP
|  |  |  | HT3583.2005E6A | 1 |  |  |  | ARRIS | HT3583H-Q-E330-2-AS | NEW | END OF LIFE | CH3000 Quad Density1.2 GHz Full Spectrum Transmitter Modul | 2096 N Gateway Blvd | Fresno | CA | 93727 | DISP
|  |  |  | HT3583.20092F0 | 1 |  |  |  | ARRIS | HT3583H-Q-E330-2-AS | NEW | END OF LIFE | CH3000 Quad Density1.2 GHz Full Spectrum Transmitter Modul | 2096 N Gateway Blvd | Fresno | CA | 93727 | DISP
|  |  |  | 0311567 | 1 |  |  |  | AURORA NETWORKS | HT3FILD | UNK | END OF LIFE | Filler module for HT double density slots in CA3008 carrier | 2096 N Gateway Blvd | Fresno | CA | 93727 | DISP
|  |  |  | 0D846D2 | 1 |  |  |  | AURORA NETWORKS | HT3FILD | UNK | END OF LIFE | Filler module for HT double density slots in CA3008 carrier | 2096 N Gateway Blvd | Fresno | CA | 93727 | DISP
|  |  |  | 0312F2C | 1 |  |  |  | AURORA NETWORKS | HT3FILD | UNK | END OF LIFE | Filler module for HT double density slots in CA3008 carrier | 2096 N Gateway Blvd | Fresno | CA | 93727 | DISP
|  |  |  | 0210EEE | 1 |  |  |  | AURORA NETWORKS | HT3FILD | UNK | END OF LIFE | Filler module for HT double density slots in CA3008 carrier | 2096 N Gateway Blvd | Fresno | CA | 93727 | DISP
|  |  |  | 0210EE6 | 1 |  |  |  | AURORA NETWORKS | HT3FILD | UNK | END OF LIFE | Filler module for HT double density slots in CA3008 carrier | 2096 N Gateway Blvd | Fresno | CA | 93727 | DISP
|  |  |  | F711140 | 1 |  |  |  | AURORA NETWORKS | HT3FILD | UNK | END OF LIFE | Filler module for HT double density slots in CA3008 carrier | 2096 N Gateway Blvd | Fresno | CA | 93727 | DISP
|  |  |  | F711180 | 1 |  |  |  | AURORA NETWORKS | HT3FILD | UNK | END OF LIFE | Filler module for HT double density slots in CA3008 carrier | 2096 N Gateway Blvd | Fresno | CA | 93727 | DISP
|  |  |  | 0D83208 | 1 |  |  |  | AURORA NETWORKS | HT3FILD | UNK | END OF LIFE | Filler module for HT double density slots in CA3008 carrier | 2096 N Gateway Blvd | Fresno | CA | 93727 | DISP
|  |  |  | 0210EF9 | 1 |  |  |  | AURORA NETWORKS | HT3FILD | UNK | END OF LIFE | Filler module for HT double density slots in CA3008 carrier | 2096 N Gateway Blvd | Fresno | CA | 93727 | DISP
|  |  |  | 0311692 | 1 |  |  |  | AURORA NETWORKS | HT3FILD | UNK | END OF LIFE | Filler module for HT double density slots in CA3008 carrier | 2096 N Gateway Blvd | Fresno | CA | 93727 | DISP
|  |  |  | 0D823CF | 1 |  |  |  | AURORA NETWORKS | HT3FILD | UNK | END OF LIFE | Filler module for HT double density slots in CA3008 carrier | 2096 N Gateway Blvd | Fresno | CA | 93727 | DISP
|  |  |  | 0312F25 | 1 |  |  |  | AURORA NETWORKS | HT3FILD | UNK | END OF LIFE | Filler module for HT double density slots in CA3008 carrier | 2096 N Gateway Blvd | Fresno | CA | 93727 | DISP
|  |  |  | 0D832C5 | 1 |  |  |  | AURORA NETWORKS | HT3FILD | UNK | END OF LIFE | Filler module for HT double density slots in CA3008 carrier | 2096 N Gateway Blvd | Fresno | CA | 93727 | DISP
|  |  |  | 031156D | 1 |  |  |  | AURORA NETWORKS | HT3FILD | UNK | END OF LIFE | Filler module for HT double density slots in CA3008 carrier | 2096 N Gateway Blvd | Fresno | CA | 93727 | DISP
|  |  |  | 0311690 | 1 |  |  |  | AURORA NETWORKS | HT3FILD | UNK | END OF LIFE | Filler module for HT double density slots in CA3008 carrier | 2096 N Gateway Blvd | Fresno | CA | 93727 | DISP
|  |  |  | 0210F02 | 1 |  |  |  | AURORA NETWORKS | HT3FILD | UNK | END OF LIFE | Filler module for HT double density slots in CA3008 carrier | 2096 N Gateway Blvd | Fresno | CA | 93727 | DISP
|  |  |  | F71108D | 1 |  |  |  | AURORA NETWORKS | HT3FILD | UNK | END OF LIFE | Filler module for HT double density slots in CA3008 carrier | 2096 N Gateway Blvd | Fresno | CA | 93727 | DISP
|  |  |  | F711093 | 1 |  |  |  | AURORA NETWORKS | HT3FILD | UNK | END OF LIFE | Filler module for HT double density slots in CA3008 carrier | 2096 N Gateway Blvd | Fresno | CA | 93727 | DISP
|  |  |  | F71108A | 1 |  |  |  | AURORA NETWORKS | HT3FILD | UNK | END OF LIFE | Filler module for HT double density slots in CA3008 carrier | 2096 N Gateway Blvd | Fresno | CA | 93727 | DISP
|  |  |  | 0D8345C | 1 |  |  |  | AURORA NETWORKS | HT3FILD | UNK | END OF LIFE | Filler module for HT double density slots in CA3008 carrier | 2096 N Gateway Blvd | Fresno | CA | 93727 | DISP
|  |  |  | F711087 | 1 |  |  |  | AURORA NETWORKS | HT3FILD | UNK | END OF LIFE | Filler module for HT double density slots in CA3008 carrier | 2096 N Gateway Blvd | Fresno | CA | 93727 | DISP
|  |  |  | 2001537 | 1 |  |  |  | ARRIS | HT3FILH | UNK | END OF LIFE | FILLER MODULE FOR HT QUAD DENSITY SLOTS IN CA3008 CARRIER MO | 2096 N Gateway Blvd | Fresno | CA | 93727 | DISP
|  |  |  | 20025EF | 1 |  |  |  | ARRIS | HT3FILH | UNK | END OF LIFE | FILLER MODULE FOR HT QUAD DENSITY SLOTS IN CA3008 CARRIER MO | 2096 N Gateway Blvd | Fresno | CA | 93727 | DISP
|  |  |  | 20015B9 | 1 |  |  |  | ARRIS | HT3FILH | UNK | END OF LIFE | FILLER MODULE FOR HT QUAD DENSITY SLOTS IN CA3008 CARRIER MO | 2096 N Gateway Blvd | Fresno | CA | 93727 | DISP
|  |  |  | 20019AE | 1 |  |  |  | ARRIS | HT3FILH | UNK | END OF LIFE | FILLER MODULE FOR HT QUAD DENSITY SLOTS IN CA3008 CARRIER MO | 2096 N Gateway Blvd | Fresno | CA | 93727 | DISP
|  |  |  | 200153F | 1 |  |  |  | ARRIS | HT3FILH | UNK | END OF LIFE | FILLER MODULE FOR HT QUAD DENSITY SLOTS IN CA3008 CARRIER MO | 2096 N Gateway Blvd | Fresno | CA | 93727 | DISP
|  |  |  | 200261E | 1 |  |  |  | ARRIS | HT3FILH | UNK | END OF LIFE | FILLER MODULE FOR HT QUAD DENSITY SLOTS IN CA3008 CARRIER MO | 2096 N Gateway Blvd | Fresno | CA | 93727 | DISP
|  |  |  | 2002621 | 1 |  |  |  | ARRIS | HT3FILH | UNK | END OF LIFE | FILLER MODULE FOR HT QUAD DENSITY SLOTS IN CA3008 CARRIER MO | 2096 N Gateway Blvd | Fresno | CA | 93727 | DISP
|  |  |  | 2863 | 1 |  |  |  | HARMONIC | HTR2000D-1 | UNK | END OF LIFE | HARMONIC HTR2000D-1 LIGHTWAVES HEADEND TRCR SHELF | 2096 N Gateway Blvd | Fresno | CA | 93727 | DISP
|  |  |  | 11019 | 1 |  |  |  | HARMONIC | HTR2000E-1 | UNK | END OF LIFE | HARMONIC HTR2000E-1 LIGHTWAVES HEADEND TRCR SHELF | 2096 N Gateway Blvd | Fresno | CA | 93727 | DISP
|  |  |  | UPQ0P3C00W2B | 1 |  |  |  | FUJITSU | MAP3367NC | UNK | END OF LIFE | 18.2GB ULTRA3 SCSI DISK DRIVE | 1900 CUMBERLAND SE PKWY | ATLANTA | GA | 30339 | DISP
|  |  |  | UPQ0P3C00W2V | 1 |  |  |  | FUJITSU | MAP3367NC | UNK | END OF LIFE | 18.2GB ULTRA3 SCSI DISK DRIVE | 1900 CUMBERLAND SE PKWY | ATLANTA | GA | 30339 | DISP
|  |  |  | UPQ0P3C00Y1S | 1 |  |  |  | FUJITSU | MAP3367NC | UNK | END OF LIFE | 18.2GB ULTRA3 SCSI DISK DRIVE | 1900 CUMBERLAND SE PKWY | ATLANTA | GA | 30339 | DISP
|  |  |  | UPQ0P45016VA | 1 |  |  |  | FUJITSU | MAP3367NC | UNK | END OF LIFE | 18.2GB ULTRA3 SCSI DISK DRIVE | 1900 CUMBERLAND SE PKWY | ATLANTA | GA | 30339 | DISP
|  |  |  | UPQ0P3C00Y1G | 1 |  |  |  | FUJITSU | MAP3367NC | UNK | END OF LIFE | 18.2GB ULTRA3 SCSI DISK DRIVE | 1900 CUMBERLAND SE PKWY | ATLANTA | GA | 30339 | DISP
|  |  |  | UPQ0P43013TK | 1 |  |  |  | FUJITSU | MAP3367NC | UNK | END OF LIFE | 18.2GB ULTRA3 SCSI DISK DRIVE | 1900 CUMBERLAND SE PKWY | ATLANTA | GA | 30339 | DISP
|  |  |  | AAL0P5100SK9 | 1 |  |  |  | FUJITSU | MAT3073NC | UNK | END OF LIFE | Fujitsu 73GB 10000 RPM 8MB Cache SCSI Ultra320 | 4545 Stonegate Industrial Blvd | Stone Mountain | GA | 30083 | DISP
|  |  |  | AAL0P5100NNR | 1 |  |  |  | FUJITSU | MAT3073NC | UNK | END OF LIFE | Fujitsu 73GB 10000 RPM 8MB Cache SCSI Ultra320 | 4545 Stonegate Industrial Blvd | Stone Mountain | GA | 30083 | DISP
|  |  |  | AAL0P5100T88 | 1 |  |  |  | FUJITSU | MAT3073NC | UNK | END OF LIFE | Fujitsu 73GB 10000 RPM 8MB Cache SCSI Ultra320 | 4545 Stonegate Industrial Blvd | Stone Mountain | GA | 30083 | DISP
|  |  |  | AAL0P5905S3H | 1 |  |  |  | FUJITSU | MAT3073NC | UNK | END OF LIFE | Fujitsu 73GB 10000 RPM 8MB Cache SCSI Ultra320 | 4545 Stonegate Industrial Blvd | Stone Mountain | GA | 30083 | DISP
|  |  |  | AAL0P4C00MB8 | 1 |  |  |  | FUJITSU | MAT3073NC | UNK | END OF LIFE | Fujitsu 73GB 10000 RPM 8MB Cache SCSI Ultra320 | 4545 Stonegate Industrial Blvd | Stone Mountain | GA | 30083 | DISP
|  |  |  | AAL0P5301RJV | 1 |  |  |  | FUJITSU | MAT3073NC | UNK | END OF LIFE | Fujitsu 73GB 10000 RPM 8MB Cache SCSI Ultra320 | 1900 CUMBERLAND SE PKWY | ATLANTA | GA | 30339 | DISP
|  |  |  | AAL0P5301S0K | 1 |  |  |  | FUJITSU | MAT3073NC | UNK | END OF LIFE | Fujitsu 73GB 10000 RPM 8MB Cache SCSI Ultra320 | 1900 CUMBERLAND SE PKWY | ATLANTA | GA | 30339 | DISP
|  |  |  | AAL0P5402BHL | 1 |  |  |  | FUJITSU | MAT3073NC | UNK | END OF LIFE | Fujitsu 73GB 10000 RPM 8MB Cache SCSI Ultra320 | 1900 CUMBERLAND SE PKWY | ATLANTA | GA | 30339 | DISP
|  |  |  | AAL0P5402AJL | 1 |  |  |  | FUJITSU | MAT3073NC | UNK | END OF LIFE | Fujitsu 73GB 10000 RPM 8MB Cache SCSI Ultra320 | 1900 CUMBERLAND SE PKWY | ATLANTA | GA | 30339 | DISP
|  |  |  | AAL0P5100S9Y | 1 |  |  |  | FUJITSU | MAT3073NC | UNK | END OF LIFE | Fujitsu 73GB 10000 RPM 8MB Cache SCSI Ultra320 | 1900 CUMBERLAND SE PKWY | ATLANTA | GA | 30339 | DISP
|  |  |  | AAL0P5402BGE | 1 |  |  |  | FUJITSU | MAT3073NC | UNK | END OF LIFE | Fujitsu 73GB 10000 RPM 8MB Cache SCSI Ultra320 | 1900 CUMBERLAND SE PKWY | ATLANTA | GA | 30339 | DISP
|  |  |  | AAL0P5301RD4 | 1 |  |  |  | FUJITSU | MAT3073NC | UNK | END OF LIFE | Fujitsu 73GB 10000 RPM 8MB Cache SCSI Ultra320 | 1900 CUMBERLAND SE PKWY | ATLANTA | GA | 30339 | DISP
|  |  |  | AAL0P5402BG4 | 1 |  |  |  | FUJITSU | MAT3073NC | UNK | END OF LIFE | Fujitsu 73GB 10000 RPM 8MB Cache SCSI Ultra320 | 1900 CUMBERLAND SE PKWY | ATLANTA | GA | 30339 | DISP
|  |  |  | AAL0P5402BGJ | 1 |  |  |  | FUJITSU | MAT3073NC | UNK | END OF LIFE | Fujitsu 73GB 10000 RPM 8MB Cache SCSI Ultra320 | 1900 CUMBERLAND SE PKWY | ATLANTA | GA | 30339 | DISP
|  |  |  | AAL0P5402BJB | 1 |  |  |  | FUJITSU | MAT3073NC | UNK | END OF LIFE | Fujitsu 73GB 10000 RPM 8MB Cache SCSI Ultra320 | 1900 CUMBERLAND SE PKWY | ATLANTA | GA | 30339 | DISP
|  |  |  | AAL0P5301RLA | 1 |  |  |  | FUJITSU | MAT3073NC | UNK | END OF LIFE | Fujitsu 73GB 10000 RPM 8MB Cache SCSI Ultra320 | 1900 CUMBERLAND SE PKWY | ATLANTA | GA | 30339 | DISP
|  |  |  | AAL0P5402BGH | 1 |  |  |  | FUJITSU | MAT3073NC | UNK | END OF LIFE | Fujitsu 73GB 10000 RPM 8MB Cache SCSI Ultra320 | 1900 CUMBERLAND SE PKWY | ATLANTA | GA | 30339 | DISP
|  |  |  | AAL0P5402BK6 | 1 |  |  |  | FUJITSU | MAT3073NC | UNK | END OF LIFE | Fujitsu 73GB 10000 RPM 8MB Cache SCSI Ultra320 | 1900 CUMBERLAND SE PKWY | ATLANTA | GA | 30339 | DISP
|  |  |  | AAL0P5301RVA | 1 |  |  |  | FUJITSU | MAT3073NC | UNK | END OF LIFE | Fujitsu 73GB 10000 RPM 8MB Cache SCSI Ultra320 | 1900 CUMBERLAND SE PKWY | ATLANTA | GA | 30339 | DISP
|  |  |  | AAL0P5402B4C | 1 |  |  |  | FUJITSU | MAT3073NC | UNK | END OF LIFE | Fujitsu 73GB 10000 RPM 8MB Cache SCSI Ultra320 | 1900 CUMBERLAND SE PKWY | ATLANTA | GA | 30339 | DISP
|  |  |  | AAL0P5301RK0 | 1 |  |  |  | FUJITSU | MAT3073NC | UNK | END OF LIFE | Fujitsu 73GB 10000 RPM 8MB Cache SCSI Ultra320 | 1900 CUMBERLAND SE PKWY | ATLANTA | GA | 30339 | DISP
|  |  |  | AAL0P5402B44 | 1 |  |  |  | FUJITSU | MAT3073NC | UNK | END OF LIFE | Fujitsu 73GB 10000 RPM 8MB Cache SCSI Ultra320 | 1900 CUMBERLAND SE PKWY | ATLANTA | GA | 30339 | DISP
|  |  |  | AAL0P5603MPR | 1 |  |  |  | FUJITSU | MAT3073NC | UNK | END OF LIFE | Fujitsu 73GB 10000 RPM 8MB Cache SCSI Ultra320 | 1900 CUMBERLAND SE PKWY | ATLANTA | GA | 30339 | DISP
|  |  |  | AAL0P5905S6J | 1 |  |  |  | FUJITSU | MAT3073NC | UNK | END OF LIFE | Fujitsu 73GB 10000 RPM 8MB Cache SCSI Ultra320 | 1900 CUMBERLAND SE PKWY | ATLANTA | GA | 30339 | DISP
|  |  |  | AAL0P5301RCR | 1 |  |  |  | FUJITSU | MAT3073NC | UNK | END OF LIFE | Fujitsu 73GB 10000 RPM 8MB Cache SCSI Ultra320 | 1900 CUMBERLAND SE PKWY | ATLANTA | GA | 30339 | DISP
|  |  |  | AAL0P5301RSL | 1 |  |  |  | FUJITSU | MAT3073NC | UNK | END OF LIFE | Fujitsu 73GB 10000 RPM 8MB Cache SCSI Ultra320 | 1900 CUMBERLAND SE PKWY | ATLANTA | GA | 30339 | DISP
[5 empty] | 47 |  |  |  | SUN MICROS | MAW3073NC | UNK | END OF LIFE | SUN 72G 10K RPM HARD DRIVE | 4545 Stonegate Industrial Blvd | Stone Mountain | GA | 30083 | DISP
[5 empty] | 42 |  |  |  | SUN MICROS | MAW3073NC | UNK | END OF LIFE | SUN 72G 10K RPM HARD DRIVE | 4545 Stonegate Industrial Blvd | Stone Mountain | GA | 30083 | DISP
[5 empty] | 60 |  |  |  | SUN MICROS | MAW3073NC | UNK | END OF LIFE | SUN 72G 10K RPM HARD DRIVE | 1900 CUMBERLAND SE PKWY | ATLANTA | GA | 30339 | DISP
[5 empty] | 100 |  |  |  | SUN MICROS | MAW3073NC | UNK | END OF LIFE | SUN 72G 10K RPM HARD DRIVE | 1900 CUMBERLAND SE PKWY | ATLANTA | GA | 30339 | DISP
[5 empty] | 4 |  |  |  | SUN MICROS | MAW3073NC | UNK | END OF LIFE | SUN 72G 10K RPM HARD DRIVE | 1900 CUMBERLAND SE PKWY | ATLANTA | GA | 30339 | DISP
|  |  |  | 1V2A/40RX/117-50 | 1 |  |  |  | MAXCOM | MAX3257R | UNK | END OF LIFE | FIBER OPTIC 1 VIDEO 2 AUDIO RECEIVER | 2096 N Gateway Blvd | Fresno | CA | 93727 | DISP
|  |  |  | 1V2A1A/40RX/124-14W | 1 |  |  |  | MAXCOM | MAX3257R/HD | UNK | END OF LIFE | 1 VIDEO-2AUDIO 1 ASI F.O RECEIVER | 2096 N Gateway Blvd | Fresno | CA | 93727 | DISP
|  |  |  | 1V2A/40TX/117-53 | 1 |  |  |  | MAXCOM | MAX3257T | UNK | END OF LIFE | FIBER OPTIC 1 VIDEO 2 AUDIO TRANSMITTER | 2096 N Gateway Blvd | Fresno | CA | 93727 | DISP
|  |  |  | BAM4P880017N | 1 |  |  |  | FUJITSU | MBA3073NC | UNK | END OF LIFE | 73.5GB 15000 RPM 8MB CACHE SCSI ULTRA320 80PIN 3.5 HD | 4545 Stonegate Industrial Blvd | Stone Mountain | GA | 30083 | DISP
|  |  |  | BAM4P880017V | 1 |  |  |  | FUJITSU | MBA3073NC | UNK | END OF LIFE | 73.5GB 15000 RPM 8MB CACHE SCSI ULTRA320 80PIN 3.5 HD | 4545 Stonegate Industrial Blvd | Stone Mountain | GA | 30083 | DISP
|  |  |  | BAM4P87000RK | 1 |  |  |  | FUJITSU | MBA3073NC | UNK | END OF LIFE | 73.5GB 15000 RPM 8MB CACHE SCSI ULTRA320 80PIN 3.5 HD | 4545 Stonegate Industrial Blvd | Stone Mountain | GA | 30083 | DISP
|  |  |  | BAM4P8C0031W | 1 |  |  |  | FUJITSU | MBA3073NC | UNK | END OF LIFE | 73.5GB 15000 RPM 8MB CACHE SCSI ULTRA320 80PIN 3.5 HD | 4545 Stonegate Industrial Blvd | Stone Mountain | GA | 30083 | DISP
|  |  |  | BAM4P860008R | 1 |  |  |  | FUJITSU | MBA3073NC | UNK | END OF LIFE | 73.5GB 15000 RPM 8MB CACHE SCSI ULTRA320 80PIN 3.5 HD | 4545 Stonegate Industrial Blvd | Stone Mountain | GA | 30083 | DISP
|  |  |  | BAL0P95016EU | 1 |  |  |  | FUJITSU | MBA3073NC | UNK | END OF LIFE | 73.5GB 15000 RPM 8MB CACHE SCSI ULTRA320 80PIN 3.5 HD | 4545 Stonegate Industrial Blvd | Stone Mountain | GA | 30083 | DISP
|  |  |  | BAM4P87000RL | 1 |  |  |  | FUJITSU | MBA3073NC | UNK | END OF LIFE | 73.5GB 15000 RPM 8MB CACHE SCSI ULTRA320 80PIN 3.5 HD | 4545 Stonegate Industrial Blvd | Stone Mountain | GA | 30083 | DISP
|  |  |  | BAL0P95016FU | 1 |  |  |  | FUJITSU | MBA3073NC | UNK | END OF LIFE | 73.5GB 15000 RPM 8MB CACHE SCSI ULTRA320 80PIN 3.5 HD | 4545 Stonegate Industrial Blvd | Stone Mountain | GA | 30083 | DISP
|  |  |  | BAM4P8B002EF | 1 |  |  |  | FUJITSU | MBA3073NC | UNK | END OF LIFE | 73.5GB 15000 RPM 8MB CACHE SCSI ULTRA320 80PIN 3.5 HD | 4545 Stonegate Industrial Blvd | Stone Mountain | GA | 30083 | DISP
|  |  |  | BAM4P8C00321 | 1 |  |  |  | FUJITSU | MBA3073NC | UNK | END OF LIFE | 73.5GB 15000 RPM 8MB CACHE SCSI ULTRA320 80PIN 3.5 HD | 4545 Stonegate Industrial Blvd | Stone Mountain | GA | 30083 | DISP
|  |  |  | BAM4P8C0032H | 1 |  |  |  | FUJITSU | MBA3073NC | UNK | END OF LIFE | 73.5GB 15000 RPM 8MB CACHE SCSI ULTRA320 80PIN 3.5 HD | 4545 Stonegate Industrial Blvd | Stone Mountain | GA | 30083 | DISP
|  |  |  | BAM4P88001FT | 1 |  |  |  | FUJITSU | MBA3073NC | UNK | END OF LIFE | 73.5GB 15000 RPM 8MB CACHE SCSI ULTRA320 80PIN 3.5 HD | 4545 Stonegate Industrial Blvd | Stone Mountain | GA | 30083 | DISP
|  |  |  | BAM4P860008S | 1 |  |  |  | FUJITSU | MBA3073NC | UNK | END OF LIFE | 73.5GB 15000 RPM 8MB CACHE SCSI ULTRA320 80PIN 3.5 HD | 4545 Stonegate Industrial Blvd | Stone Mountain | GA | 30083 | DISP
|  |  |  | BAM4P8C0031G | 1 |  |  |  | FUJITSU | MBA3073NC | UNK | END OF LIFE | 73.5GB 15000 RPM 8MB CACHE SCSI ULTRA320 80PIN 3.5 HD | 4545 Stonegate Industrial Blvd | Stone Mountain | GA | 30083 | DISP
|  |  |  | BAM4P87000RJ | 1 |  |  |  | FUJITSU | MBA3073NC | UNK | END OF LIFE | 73.5GB 15000 RPM 8MB CACHE SCSI ULTRA320 80PIN 3.5 HD | 4545 Stonegate Industrial Blvd | Stone Mountain | GA | 30083 | DISP
|  |  |  | BAM4P86000CB | 1 |  |  |  | FUJITSU | MBA3073NC | UNK | END OF LIFE | 73.5GB 15000 RPM 8MB CACHE SCSI ULTRA320 80PIN 3.5 HD | 4545 Stonegate Industrial Blvd | Stone Mountain | GA | 30083 | DISP
|  |  |  | BAM4P8600079 | 1 |  |  |  | FUJITSU | MBA3073NC | UNK | END OF LIFE | 73.5GB 15000 RPM 8MB CACHE SCSI ULTRA320 80PIN 3.5 HD | 4545 Stonegate Industrial Blvd | Stone Mountain | GA | 30083 | DISP
|  |  |  | BAM4P87000RE | 1 |  |  |  | FUJITSU | MBA3073NC | UNK | END OF LIFE | 73.5GB 15000 RPM 8MB CACHE SCSI ULTRA320 80PIN 3.5 HD | 4545 Stonegate Industrial Blvd | Stone Mountain | GA | 30083 | DISP
|  |  |  | BAM4P8C0031T | 1 |  |  |  | FUJITSU | MBA3073NC | UNK | END OF LIFE | 73.5GB 15000 RPM 8MB CACHE SCSI ULTRA320 80PIN 3.5 HD | 4545 Stonegate Industrial Blvd | Stone Mountain | GA | 30083 | DISP
|  |  |  | BAM4PBB003V8 | 1 |  |  |  | FUJITSU | MBA3073NC | UNK | END OF LIFE | 73.5GB 15000 RPM 8MB CACHE SCSI ULTRA320 80PIN 3.5 HD | 4545 Stonegate Industrial Blvd | Stone Mountain | GA | 30083 | DISP
|  |  |  | BAM4P860008C | 1 |  |  |  | FUJITSU | MBA3073NC | UNK | END OF LIFE | 73.5GB 15000 RPM 8MB CACHE SCSI ULTRA320 80PIN 3.5 HD | 4545 Stonegate Industrial Blvd | Stone Mountain | GA | 30083 | DISP
|  |  |  | BAM4P88001BU | 1 |  |  |  | FUJITSU | MBA3073NC | UNK | END OF LIFE | 73.5GB 15000 RPM 8MB CACHE SCSI ULTRA320 80PIN 3.5 HD | 4545 Stonegate Industrial Blvd | Stone Mountain | GA | 30083 | DISP
|  |  |  | BAM4P86000DG | 1 |  |  |  | FUJITSU | MBA3073NC | UNK | END OF LIFE | 73.5GB 15000 RPM 8MB CACHE SCSI ULTRA320 80PIN 3.5 HD | 4545 Stonegate Industrial Blvd | Stone Mountain | GA | 30083 | DISP
|  |  |  | BAM4P88001FK | 1 |  |  |  | FUJITSU | MBA3073NC | UNK | END OF LIFE | 73.5GB 15000 RPM 8MB CACHE SCSI ULTRA320 80PIN 3.5 HD | 4545 Stonegate Industrial Blvd | Stone Mountain | GA | 30083 | DISP
|  |  |  | BAM4P87000RM | 1 |  |  |  | FUJITSU | MBA3073NC | UNK | END OF LIFE | 73.5GB 15000 RPM 8MB CACHE SCSI ULTRA320 80PIN 3.5 HD | 4545 Stonegate Industrial Blvd | Stone Mountain | GA | 30083 | DISP
|  |  |  | BAM4P8C0034C | 1 |  |  |  | FUJITSU | MBA3073NC | UNK | END OF LIFE | 73.5GB 15000 RPM 8MB CACHE SCSI ULTRA320 80PIN 3.5 HD | 4545 Stonegate Industrial Blvd | Stone Mountain | GA | 30083 | DISP
|  |  |  | BAM4P87000SD | 1 |  |  |  | FUJITSU | MBA3073NC | UNK | END OF LIFE | 73.5GB 15000 RPM 8MB CACHE SCSI ULTRA320 80PIN 3.5 HD | 4545 Stonegate Industrial Blvd | Stone Mountain | GA | 30083 | DISP
|  |  |  | BAM4P87000NG | 1 |  |  |  | FUJITSU | MBA3073NC | UNK | END OF LIFE | 73.5GB 15000 RPM 8MB CACHE SCSI ULTRA320 80PIN 3.5 HD | 4545 Stonegate Industrial Blvd | Stone Mountain | GA | 30083 | DISP
|  |  |  | BAM4P88001DF | 1 |  |  |  | FUJITSU | MBA3073NC | UNK | END OF LIFE | 73.5GB 15000 RPM 8MB CACHE SCSI ULTRA320 80PIN 3.5 HD | 4545 Stonegate Industrial Blvd | Stone Mountain | GA | 30083 | DISP
|  |  |  | BAM4P87000R1 | 1 |  |  |  | FUJITSU | MBA3073NC | UNK | END OF LIFE | 73.5GB 15000 RPM 8MB CACHE SCSI ULTRA320 80PIN 3.5 HD | 4545 Stonegate Industrial Blvd | Stone Mountain | GA | 30083 | DISP
|  |  |  | BAM4P88001A4 | 1 |  |  |  | FUJITSU | MBA3073NC | UNK | END OF LIFE | 73.5GB 15000 RPM 8MB CACHE SCSI ULTRA320 80PIN 3.5 HD | 4545 Stonegate Industrial Blvd | Stone Mountain | GA | 30083 | DISP
|  |  |  | BAM4P8600087 | 1 |  |  |  | FUJITSU | MBA3073NC | UNK | END OF LIFE | 73.5GB 15000 RPM 8MB CACHE SCSI ULTRA320 80PIN 3.5 HD | 4545 Stonegate Industrial Blvd | Stone Mountain | GA | 30083 | DISP
|  |  |  | BAM4P8C00334 | 1 |  |  |  | FUJITSU | MBA3073NC | UNK | END OF LIFE | 73.5GB 15000 RPM 8MB CACHE SCSI ULTRA320 80PIN 3.5 HD | 4545 Stonegate Industrial Blvd | Stone Mountain | GA | 30083 | DISP
|  |  |  | BAM4P8600065 | 1 |  |  |  | FUJITSU | MBA3073NC | UNK | END OF LIFE | 73.5GB 15000 RPM 8MB CACHE SCSI ULTRA320 80PIN 3.5 HD | 4545 Stonegate Industrial Blvd | Stone Mountain | GA | 30083 | DISP
|  |  |  | BAM4P8C00331 | 1 |  |  |  | FUJITSU | MBA3073NC | UNK | END OF LIFE | 73.5GB 15000 RPM 8MB CACHE SCSI ULTRA320 80PIN 3.5 HD | 4545 Stonegate Industrial Blvd | Stone Mountain | GA | 30083 | DISP
|  |  |  | BAM4P88001F2 | 1 |  |  |  | FUJITSU | MBA3073NC | UNK | END OF LIFE | 73.5GB 15000 RPM 8MB CACHE SCSI ULTRA320 80PIN 3.5 HD | 4545 Stonegate Industrial Blvd | Stone Mountain | GA | 30083 | DISP
|  |  |  | BAM4P88001HU | 1 |  |  |  | FUJITSU | MBA3073NC | UNK | END OF LIFE | 73.5GB 15000 RPM 8MB CACHE SCSI ULTRA320 80PIN 3.5 HD | 4545 Stonegate Industrial Blvd | Stone Mountain | GA | 30083 | DISP
|  |  |  | BAM4P8C0031A | 1 |  |  |  | FUJITSU | MBA3073NC | UNK | END OF LIFE | 73.5GB 15000 RPM 8MB CACHE SCSI ULTRA320 80PIN 3.5 HD | 4545 Stonegate Industrial Blvd | Stone Mountain | GA | 30083 | DISP
|  |  |  | BAM4P8C00333 | 1 |  |  |  | FUJITSU | MBA3073NC | UNK | END OF LIFE | 73.5GB 15000 RPM 8MB CACHE SCSI ULTRA320 80PIN 3.5 HD | 4545 Stonegate Industrial Blvd | Stone Mountain | GA | 30083 | DISP
|  |  |  | BAM4P87000R8 | 1 |  |  |  | FUJITSU | MBA3073NC | UNK | END OF LIFE | 73.5GB 15000 RPM 8MB CACHE SCSI ULTRA320 80PIN 3.5 HD | 4545 Stonegate Industrial Blvd | Stone Mountain | GA | 30083 | DISP
|  |  |  | BAM4P88001FW | 1 |  |  |  | FUJITSU | MBA3073NC | UNK | END OF LIFE | 73.5GB 15000 RPM 8MB CACHE SCSI ULTRA320 80PIN 3.5 HD | 4545 Stonegate Industrial Blvd | Stone Mountain | GA | 30083 | DISP
|  |  |  | BAM4P8C0032D | 1 |  |  |  | FUJITSU | MBA3073NC | UNK | END OF LIFE | 73.5GB 15000 RPM 8MB CACHE SCSI ULTRA320 80PIN 3.5 HD | 4545 Stonegate Industrial Blvd | Stone Mountain | GA | 30083 | DISP
|  |  |  | BAL0P94014L5 | 1 |  |  |  | FUJITSU | MBA3073NC | UNK | END OF LIFE | 73.5GB 15000 RPM 8MB CACHE SCSI ULTRA320 80PIN 3.5 HD | 4545 Stonegate Industrial Blvd | Stone Mountain | GA | 30083 | DISP
|  |  |  | BAM4P8800163 | 1 |  |  |  | FUJITSU | MBA3073NC | UNK | END OF LIFE | 73.5GB 15000 RPM 8MB CACHE SCSI ULTRA320 80PIN 3.5 HD | 4545 Stonegate Industrial Blvd | Stone Mountain | GA | 30083 | DISP
|  |  |  | BAM4P87000RB | 1 |  |  |  | FUJITSU | MBA3073NC | UNK | END OF LIFE | 73.5GB 15000 RPM 8MB CACHE SCSI ULTRA320 80PIN 3.5 HD | 4545 Stonegate Industrial Blvd | Stone Mountain | GA | 30083 | DISP
|  |  |  | BAM4P87000PY | 1 |  |  |  | FUJITSU | MBA3073NC | UNK | END OF LIFE | 73.5GB 15000 RPM 8MB CACHE SCSI ULTRA320 80PIN 3.5 HD | 4545 Stonegate Industrial Blvd | Stone Mountain | GA | 30083 | DISP
|  |  |  | BAM4P880019H | 1 |  |  |  | FUJITSU | MBA3073NC | UNK | END OF LIFE | 73.5GB 15000 RPM 8MB CACHE SCSI ULTRA320 80PIN 3.5 HD | 4545 Stonegate Industrial Blvd | Stone Mountain | GA | 30083 | DISP
|  |  |  | BAM4P86000CG | 1 |  |  |  | FUJITSU | MBA3073NC | UNK | END OF LIFE | 73.5GB 15000 RPM 8MB CACHE SCSI ULTRA320 80PIN 3.5 HD | 4545 Stonegate Industrial Blvd | Stone Mountain | GA | 30083 | DISP
|  |  |  | BAM4P8C00330 | 1 |  |  |  | FUJITSU | MBA3073NC | UNK | END OF LIFE | 73.5GB 15000 RPM 8MB CACHE SCSI ULTRA320 80PIN 3.5 HD | 4545 Stonegate Industrial Blvd | Stone Mountain | GA | 30083 | DISP
|  |  |  | BAM4P86000CA | 1 |  |  |  | FUJITSU | MBA3073NC | UNK | END OF LIFE | 73.5GB 15000 RPM 8MB CACHE SCSI ULTRA320 80PIN 3.5 HD | 4545 Stonegate Industrial Blvd | Stone Mountain | GA | 30083 | DISP
|  |  |  | BAM4P86000A4 | 1 |  |  |  | FUJITSU | MBA3073NC | UNK | END OF LIFE | 73.5GB 15000 RPM 8MB CACHE SCSI ULTRA320 80PIN 3.5 HD | 1900 CUMBERLAND SE PKWY | ATLANTA | GA | 30339 | DISP
|  |  |  | BAM4P86000AB | 1 |  |  |  | FUJITSU | MBA3073NC | UNK | END OF LIFE | 73.5GB 15000 RPM 8MB CACHE SCSI ULTRA320 80PIN 3.5 HD | 1900 CUMBERLAND SE PKWY | ATLANTA | GA | 30339 | DISP
|  |  |  | BAM4P88001D7 | 1 |  |  |  | FUJITSU | MBA3073NC | UNK | END OF LIFE | 73.5GB 15000 RPM 8MB CACHE SCSI ULTRA320 80PIN 3.5 HD | 1900 CUMBERLAND SE PKWY | ATLANTA | GA | 30339 | DISP
|  |  |  | BAM4P880016S | 1 |  |  |  | FUJITSU | MBA3073NC | UNK | END OF LIFE | 73.5GB 15000 RPM 8MB CACHE SCSI ULTRA320 80PIN 3.5 HD | 1900 CUMBERLAND SE PKWY | ATLANTA | GA | 30339 | DISP
|  |  |  | BAM4P88001D1 | 1 |  |  |  | FUJITSU | MBA3073NC | UNK | END OF LIFE | 73.5GB 15000 RPM 8MB CACHE SCSI ULTRA320 80PIN 3.5 HD | 1900 CUMBERLAND SE PKWY | ATLANTA | GA | 30339 | DISP
|  |  |  | BAM4P88001AN | 1 |  |  |  | FUJITSU | MBA3073NC | UNK | END OF LIFE | 73.5GB 15000 RPM 8MB CACHE SCSI ULTRA320 80PIN 3.5 HD | 1900 CUMBERLAND SE PKWY | ATLANTA | GA | 30339 | DISP
|  |  |  | BAM4P8600094 | 1 |  |  |  | FUJITSU | MBA3073NC | UNK | END OF LIFE | 73.5GB 15000 RPM 8MB CACHE SCSI ULTRA320 80PIN 3.5 HD | 1900 CUMBERLAND SE PKWY | ATLANTA | GA | 30339 | DISP
|  |  |  | BAM4P98003JY | 1 |  |  |  | FUJITSU | MBA3073NC | UNK | END OF LIFE | 73.5GB 15000 RPM 8MB CACHE SCSI ULTRA320 80PIN 3.5 HD | 1900 CUMBERLAND SE PKWY | ATLANTA | GA | 30339 | DISP
|  |  |  | BAM4P86000ET | 1 |  |  |  | FUJITSU | MBA3073NC | UNK | END OF LIFE | 73.5GB 15000 RPM 8MB CACHE SCSI ULTRA320 80PIN 3.5 HD | 1900 CUMBERLAND SE PKWY | ATLANTA | GA | 30339 | DISP
|  |  |  | BAM4P86000DS | 1 |  |  |  | FUJITSU | MBA3073NC | UNK | END OF LIFE | 73.5GB 15000 RPM 8MB CACHE SCSI ULTRA320 80PIN 3.5 HD | 1900 CUMBERLAND SE PKWY | ATLANTA | GA | 30339 | DISP
|  |  |  | BAM4P98003JW | 1 |  |  |  | FUJITSU | MBA3073NC | UNK | END OF LIFE | 73.5GB 15000 RPM 8MB CACHE SCSI ULTRA320 80PIN 3.5 HD | 1900 CUMBERLAND SE PKWY | ATLANTA | GA | 30339 | DISP
|  |  |  | BAM4P860005F | 1 |  |  |  | FUJITSU | MBA3073NC | UNK | END OF LIFE | 73.5GB 15000 RPM 8MB CACHE SCSI ULTRA320 80PIN 3.5 HD | 1900 CUMBERLAND SE PKWY | ATLANTA | GA | 30339 | DISP
|  |  |  | BAM4P86000E6 | 1 |  |  |  | FUJITSU | MBA3073NC | UNK | END OF LIFE | 73.5GB 15000 RPM 8MB CACHE SCSI ULTRA320 80PIN 3.5 HD | 1900 CUMBERLAND SE PKWY | ATLANTA | GA | 30339 | DISP
|  |  |  | BAM4P86000FD | 1 |  |  |  | FUJITSU | MBA3073NC | UNK | END OF LIFE | 73.5GB 15000 RPM 8MB CACHE SCSI ULTRA320 80PIN 3.5 HD | 1900 CUMBERLAND SE PKWY | ATLANTA | GA | 30339 | DISP
|  |  |  | BAM4P860004G | 1 |  |  |  | FUJITSU | MBA3073NC | UNK | END OF LIFE | 73.5GB 15000 RPM 8MB CACHE SCSI ULTRA320 80PIN 3.5 HD | 1900 CUMBERLAND SE PKWY | ATLANTA | GA | 30339 | DISP
|  |  |  | BAM4P86000EK | 1 |  |  |  | FUJITSU | MBA3073NC | UNK | END OF LIFE | 73.5GB 15000 RPM 8MB CACHE SCSI ULTRA320 80PIN 3.5 HD | 1900 CUMBERLAND SE PKWY | ATLANTA | GA | 30339 | DISP
|  |  |  | BAM4P86000EM | 1 |  |  |  | FUJITSU | MBA3073NC | UNK | END OF LIFE | 73.5GB 15000 RPM 8MB CACHE SCSI ULTRA320 80PIN 3.5 HD | 1900 CUMBERLAND SE PKWY | ATLANTA | GA | 30339 | DISP
|  |  |  | BAM4P97003EL | 1 |  |  |  | FUJITSU | MBA3073NC | UNK | END OF LIFE | 73.5GB 15000 RPM 8MB CACHE SCSI ULTRA320 80PIN 3.5 HD | 1900 CUMBERLAND SE PKWY | ATLANTA | GA | 30339 | DISP
|  |  |  | BAM4P88001FP | 1 |  |  |  | FUJITSU | MBA3073NC | UNK | END OF LIFE | 73.5GB 15000 RPM 8MB CACHE SCSI ULTRA320 80PIN 3.5 HD | 1900 CUMBERLAND SE PKWY | ATLANTA | GA | 30339 | DISP
|  |  |  | BAM4P860006T | 1 |  |  |  | FUJITSU | MBA3073NC | UNK | END OF LIFE | 73.5GB 15000 RPM 8MB CACHE SCSI ULTRA320 80PIN 3.5 HD | 1900 CUMBERLAND SE PKWY | ATLANTA | GA | 30339 | DISP
|  |  |  | BAM4P860005M | 1 |  |  |  | FUJITSU | MBA3073NC | UNK | END OF LIFE | 73.5GB 15000 RPM 8MB CACHE SCSI ULTRA320 80PIN 3.5 HD | 1900 CUMBERLAND SE PKWY | ATLANTA | GA | 30339 | DISP
|  |  |  | BAM4P860009P | 1 |  |  |  | FUJITSU | MBA3073NC | UNK | END OF LIFE | 73.5GB 15000 RPM 8MB CACHE SCSI ULTRA320 80PIN 3.5 HD | 1900 CUMBERLAND SE PKWY | ATLANTA | GA | 30339 | DISP
|  |  |  | BAM4P8600051 | 1 |  |  |  | FUJITSU | MBA3073NC | UNK | END OF LIFE | 73.5GB 15000 RPM 8MB CACHE SCSI ULTRA320 80PIN 3.5 HD | 1900 CUMBERLAND SE PKWY | ATLANTA | GA | 30339 | DISP
|  |  |  | BAM4P86000F7 | 1 |  |  |  | FUJITSU | MBA3073NC | UNK | END OF LIFE | 73.5GB 15000 RPM 8MB CACHE SCSI ULTRA320 80PIN 3.5 HD | 1900 CUMBERLAND SE PKWY | ATLANTA | GA | 30339 | DISP
|  |  |  | BAM4P8600099 | 1 |  |  |  | FUJITSU | MBA3073NC | UNK | END OF LIFE | 73.5GB 15000 RPM 8MB CACHE SCSI ULTRA320 80PIN 3.5 HD | 1900 CUMBERLAND SE PKWY | ATLANTA | GA | 30339 | DISP
|  |  |  | BAM4P86000CK | 1 |  |  |  | FUJITSU | MBA3073NC | UNK | END OF LIFE | 73.5GB 15000 RPM 8MB CACHE SCSI ULTRA320 80PIN 3.5 HD | 1900 CUMBERLAND SE PKWY | ATLANTA | GA | 30339 | DISP
|  |  |  | BAM4P88001FL | 1 |  |  |  | FUJITSU | MBA3073NC | UNK | END OF LIFE | 73.5GB 15000 RPM 8MB CACHE SCSI ULTRA320 80PIN 3.5 HD | 1900 CUMBERLAND SE PKWY | ATLANTA | GA | 30339 | DISP
|  |  |  | BAM4P8600096 | 1 |  |  |  | FUJITSU | MBA3073NC | UNK | END OF LIFE | 73.5GB 15000 RPM 8MB CACHE SCSI ULTRA320 80PIN 3.5 HD | 1900 CUMBERLAND SE PKWY | ATLANTA | GA | 30339 | DISP
|  |  |  | BAM4P86000A2 | 1 |  |  |  | FUJITSU | MBA3073NC | UNK | END OF LIFE | 73.5GB 15000 RPM 8MB CACHE SCSI ULTRA320 80PIN 3.5 HD | 1900 CUMBERLAND SE PKWY | ATLANTA | GA | 30339 | DISP
|  |  |  | BAM4P86000F2 | 1 |  |  |  | FUJITSU | MBA3073NC | UNK | END OF LIFE | 73.5GB 15000 RPM 8MB CACHE SCSI ULTRA320 80PIN 3.5 HD | 1900 CUMBERLAND SE PKWY | ATLANTA | GA | 30339 | DISP
|  |  |  | BAM4P86000D0 | 1 |  |  |  | FUJITSU | MBA3073NC | UNK | END OF LIFE | 73.5GB 15000 RPM 8MB CACHE SCSI ULTRA320 80PIN 3.5 HD | 1900 CUMBERLAND SE PKWY | ATLANTA | GA | 30339 | DISP
|  |  |  | BAM4P86000AC | 1 |  |  |  | FUJITSU | MBA3073NC | UNK | END OF LIFE | 73.5GB 15000 RPM 8MB CACHE SCSI ULTRA320 80PIN 3.5 HD | 1900 CUMBERLAND SE PKWY | ATLANTA | GA | 30339 | DISP
|  |  |  | BAM4P88001D4 | 1 |  |  |  | FUJITSU | MBA3073NC | UNK | END OF LIFE | 73.5GB 15000 RPM 8MB CACHE SCSI ULTRA320 80PIN 3.5 HD | 1900 CUMBERLAND SE PKWY | ATLANTA | GA | 30339 | DISP
|  |  |  | BAM4P860009D | 1 |  |  |  | FUJITSU | MBA3073NC | UNK | END OF LIFE | 73.5GB 15000 RPM 8MB CACHE SCSI ULTRA320 80PIN 3.5 HD | 1900 CUMBERLAND SE PKWY | ATLANTA | GA | 30339 | DISP
|  |  |  | BAM4P98003JE | 1 |  |  |  | FUJITSU | MBA3073NC | UNK | END OF LIFE | 73.5GB 15000 RPM 8MB CACHE SCSI ULTRA320 80PIN 3.5 HD | 1900 CUMBERLAND SE PKWY | ATLANTA | GA | 30339 | DISP
|  |  |  | BAM4P86000EV | 1 |  |  |  | FUJITSU | MBA3073NC | UNK | END OF LIFE | 73.5GB 15000 RPM 8MB CACHE SCSI ULTRA320 80PIN 3.5 HD | 1900 CUMBERLAND SE PKWY | ATLANTA | GA | 30339 | DISP
|  |  |  | BAM4P88001C4 | 1 |  |  |  | FUJITSU | MBA3073NC | UNK | END OF LIFE | 73.5GB 15000 RPM 8MB CACHE SCSI ULTRA320 80PIN 3.5 HD | 1900 CUMBERLAND SE PKWY | ATLANTA | GA | 30339 | DISP
|  |  |  | BAM4P88001CY | 1 |  |  |  | FUJITSU | MBA3073NC | UNK | END OF LIFE | 73.5GB 15000 RPM 8MB CACHE SCSI ULTRA320 80PIN 3.5 HD | 1900 CUMBERLAND SE PKWY | ATLANTA | GA | 30339 | DISP
|  |  |  | BAM4P860004T | 1 |  |  |  | FUJITSU | MBA3073NC | UNK | END OF LIFE | 73.5GB 15000 RPM 8MB CACHE SCSI ULTRA320 80PIN 3.5 HD | 1900 CUMBERLAND SE PKWY | ATLANTA | GA | 30339 | DISP
|  |  |  | BAM4P88001CB | 1 |  |  |  | FUJITSU | MBA3073NC | UNK | END OF LIFE | 73.5GB 15000 RPM 8MB CACHE SCSI ULTRA320 80PIN 3.5 HD | 1900 CUMBERLAND SE PKWY | ATLANTA | GA | 30339 | DISP
|  |  |  | BAM4P860006K | 1 |  |  |  | FUJITSU | MBA3073NC | UNK | END OF LIFE | 73.5GB 15000 RPM 8MB CACHE SCSI ULTRA320 80PIN 3.5 HD | 1900 CUMBERLAND SE PKWY | ATLANTA | GA | 30339 | DISP
|  |  |  | BAM4P880018M | 1 |  |  |  | FUJITSU | MBA3073NC | UNK | END OF LIFE | 73.5GB 15000 RPM 8MB CACHE SCSI ULTRA320 80PIN 3.5 HD | 1900 CUMBERLAND SE PKWY | ATLANTA | GA | 30339 | DISP
|  |  |  | BAM4P86000A8 | 1 |  |  |  | FUJITSU | MBA3073NC | UNK | END OF LIFE | 73.5GB 15000 RPM 8MB CACHE SCSI ULTRA320 80PIN 3.5 HD | 1900 CUMBERLAND SE PKWY | ATLANTA | GA | 30339 | DISP
|  |  |  | BAM4PD8003Y8 | 1 |  |  |  | FUJITSU | MBA3073NC | UNK | END OF LIFE | 73.5GB 15000 RPM 8MB CACHE SCSI ULTRA320 80PIN 3.5 HD | 1900 CUMBERLAND SE PKWY | ATLANTA | GA | 30339 | DISP
|  |  |  | BAM4P86000CN | 1 |  |  |  | FUJITSU | MBA3073NC | UNK | END OF LIFE | 73.5GB 15000 RPM 8MB CACHE SCSI ULTRA320 80PIN 3.5 HD | 1900 CUMBERLAND SE PKWY | ATLANTA | GA | 30339 | DISP
|  |  |  | BAM4P860004J | 1 |  |  |  | FUJITSU | MBA3073NC | UNK | END OF LIFE | 73.5GB 15000 RPM 8MB CACHE SCSI ULTRA320 80PIN 3.5 HD | 1900 CUMBERLAND SE PKWY | ATLANTA | GA | 30339 | DISP
|  |  |  | BAM4P86000A0 | 1 |  |  |  | FUJITSU | MBA3073NC | UNK | END OF LIFE | 73.5GB 15000 RPM 8MB CACHE SCSI ULTRA320 80PIN 3.5 HD | 1900 CUMBERLAND SE PKWY | ATLANTA | GA | 30339 | DISP
|  |  |  | BAM4P86000CY | 1 |  |  |  | FUJITSU | MBA3073NC | UNK | END OF LIFE | 73.5GB 15000 RPM 8MB CACHE SCSI ULTRA320 80PIN 3.5 HD | 1900 CUMBERLAND SE PKWY | ATLANTA | GA | 30339 | DISP
|  |  |  | BAM4P880017P | 1 |  |  |  | FUJITSU | MBA3073NC | UNK | END OF LIFE | 73.5GB 15000 RPM 8MB CACHE SCSI ULTRA320 80PIN 3.5 HD | 1900 CUMBERLAND SE PKWY | ATLANTA | GA | 30339 | DISP
|  |  |  | BAM4P86000AP | 1 |  |  |  | FUJITSU | MBA3073NC | UNK | END OF LIFE | 73.5GB 15000 RPM 8MB CACHE SCSI ULTRA320 80PIN 3.5 HD | 1900 CUMBERLAND SE PKWY | ATLANTA | GA | 30339 | DISP
|  |  |  | BAM4P86000CT | 1 |  |  |  | FUJITSU | MBA3073NC | UNK | END OF LIFE | 73.5GB 15000 RPM 8MB CACHE SCSI ULTRA320 80PIN 3.5 HD | 1900 CUMBERLAND SE PKWY | ATLANTA | GA | 30339 | DISP
[5 empty] | 2 |  |  |  | C-COR | MDV6101VEN4 | UNK | END OF LIFE | ADC MDV6101VEN4 DV6000 10-BIT 4-AUD ENCODER | 124 Action ST | Maynard | MA | 1754 | DISP
[5 empty] | 18 |  |  |  | ATX NETWORKS INC | MP16 | UNK | END OF LIFE | ATX MAXNET PANEL PATCH 16 PORT DUAL SLOT | 124 Action ST | Maynard | MA | 1754 | DISP
[5 empty] | 40 |  |  |  | MAXNET | MP4-2C | UNK | END OF LIFE | MAXNET MP4-2C DUAL 4-WAY COMBINER, 1 GHZ MP4-2C | 124 Action ST | Maynard | MA | 1754 | DISP
[5 empty] | 7 |  |  |  | MAXNET | MP4-2S | UNK | END OF LIFE | DUAL 4-WAY SPLITTER | 2096 N Gateway Blvd | Fresno | CA | 93727 | DISP
[5 empty] | 3 |  |  |  | MAXNET | MP4-2S | UNK | END OF LIFE | DUAL 4-WAY SPLITTER | 2096 N Gateway Blvd | Fresno | CA | 93727 | DISP
|  |  |  | PACJ531300000273 | 1 |  |  |  | MAXNET | MP4-2SC | UNK | END OF LIFE | DUAL 4-WAY SPLITTER / COMBINER | 2096 N Gateway Blvd | Fresno | CA | 93727 | DISP
|  |  |  | PACD311400019988 | 1 |  |  |  | MAXNET | MP4-2SC | UNK | END OF LIFE | DUAL 4-WAY SPLITTER / COMBINER | 2096 N Gateway Blvd | Fresno | CA | 93727 | DISP
|  |  |  | PACJ531300000264 | 1 |  |  |  | MAXNET | MP4-2SC | UNK | END OF LIFE | DUAL 4-WAY SPLITTER / COMBINER | 2096 N Gateway Blvd | Fresno | CA | 93727 | DISP
|  |  |  | PACD311400019989 | 1 |  |  |  | MAXNET | MP4-2SC | UNK | END OF LIFE | DUAL 4-WAY SPLITTER / COMBINER | 2096 N Gateway Blvd | Fresno | CA | 93727 | DISP
|  |  |  | PACJ531300000344 | 1 |  |  |  | MAXNET | MP4-2SC | UNK | END OF LIFE | DUAL 4-WAY SPLITTER / COMBINER | 2096 N Gateway Blvd | Fresno | CA | 93727 | DISP
|  |  |  | PACJ531300000272 | 1 |  |  |  | MAXNET | MP4-2SC | UNK | END OF LIFE | DUAL 4-WAY SPLITTER / COMBINER | 2096 N Gateway Blvd | Fresno | CA | 93727 | DISP
|  |  |  | PACJ531300000263 | 1 |  |  |  | MAXNET | MP4-2SC | UNK | END OF LIFE | DUAL 4-WAY SPLITTER / COMBINER | 2096 N Gateway Blvd | Fresno | CA | 93727 | DISP
|  |  |  | PACJ491300000190 | 1 |  |  |  | MAXNET | MP4-2SC | UNK | END OF LIFE | DUAL 4-WAY SPLITTER / COMBINER | 2096 N Gateway Blvd | Fresno | CA | 93727 | DISP
|  |  |  | PACD311400020345 | 1 |  |  |  | MAXNET | MP4-2SC | UNK | END OF LIFE | DUAL 4-WAY SPLITTER / COMBINER | 2096 N Gateway Blvd | Fresno | CA | 93727 | DISP
|  |  |  | PACD311400019985 | 1 |  |  |  | MAXNET | MP4-2SC | UNK | END OF LIFE | DUAL 4-WAY SPLITTER / COMBINER | 2096 N Gateway Blvd | Fresno | CA | 93727 | DISP
|  |  |  | PACD311400020194 | 1 |  |  |  | MAXNET | MP4-2SC | UNK | END OF LIFE | DUAL 4-WAY SPLITTER / COMBINER | 2096 N Gateway Blvd | Fresno | CA | 93727 | DISP
|  |  |  | PACD311400020195 | 1 |  |  |  | MAXNET | MP4-2SC | UNK | END OF LIFE | DUAL 4-WAY SPLITTER / COMBINER | 2096 N Gateway Blvd | Fresno | CA | 93727 | DISP
|  |  |  | PACD311400019982 | 1 |  |  |  | MAXNET | MP4-2SC | UNK | END OF LIFE | DUAL 4-WAY SPLITTER / COMBINER | 2096 N Gateway Blvd | Fresno | CA | 93727 | DISP
|  |  |  | PACJ491300000429 | 1 |  |  |  | MAXNET | MP4-2SC | UNK | END OF LIFE | DUAL 4-WAY SPLITTER / COMBINER | 2096 N Gateway Blvd | Fresno | CA | 93727 | DISP
|  |  |  | PACD311400019987 | 1 |  |  |  | MAXNET | MP4-2SC | UNK | END OF LIFE | DUAL 4-WAY SPLITTER / COMBINER | 2096 N Gateway Blvd | Fresno | CA | 93727 | DISP
|  |  |  | PACD311400019986 | 1 |  |  |  | MAXNET | MP4-2SC | UNK | END OF LIFE | DUAL 4-WAY SPLITTER / COMBINER | 2096 N Gateway Blvd | Fresno | CA | 93727 | DISP
|  |  |  | PACD311400019990 | 1 |  |  |  | MAXNET | MP4-2SC | UNK | END OF LIFE | DUAL 4-WAY SPLITTER / COMBINER | 2096 N Gateway Blvd | Fresno | CA | 93727 | DISP
|  |  |  | PACD301400019673 | 1 |  |  |  | MAXNET | MP4-2SC | UNK | END OF LIFE | DUAL 4-WAY SPLITTER / COMBINER | 2096 N Gateway Blvd | Fresno | CA | 93727 | DISP
|  |  |  | PACD311400020218 | 1 |  |  |  | MAXNET | MP4-2SC | UNK | END OF LIFE | DUAL 4-WAY SPLITTER / COMBINER | 2096 N Gateway Blvd | Fresno | CA | 93727 | DISP
|  |  |  | PACD311400020199 | 1 |  |  |  | MAXNET | MP4-2SC | UNK | END OF LIFE | DUAL 4-WAY SPLITTER / COMBINER | 2096 N Gateway Blvd | Fresno | CA | 93727 | DISP
[5 empty] | 432 |  |  |  | ATX NETWORKS INC | MP8 | UNK | END OF LIFE | Splitter/Combiner 8 Port | 2096 N Gateway Blvd | Fresno | CA | 93727 | DISP
[5 empty] | 145 |  |  |  | ATX NETWORKS INC | MP8 | UNK | END OF LIFE | Splitter/Combiner 8 Port | 2096 N Gateway Blvd | Fresno | CA | 93727 | DISP
[5 empty] | 1 |  |  |  | MAXCOM | MX270T/2 | UNK | END OF LIFE | MX270T/2 2CH DVB-ASI TRANSMITTER | 2096 N Gateway Blvd | Fresno | CA | 93727 | DISP
[5 empty] | 10 |  |  |  | ADC TELECO | N-MCF24M0 | UNK | END OF LIFE | 3 X 2:1 SPLITTER. ADC TELECOMMUNICATIONS | 2096 N Gateway Blvd | Fresno | CA | 93727 | DISP
[5 empty] | 10 |  |  |  | ADC TELECO | N-MCF24M0 | UNK | END OF LIFE | 3 X 2:1 SPLITTER. ADC TELECOMMUNICATIONS | 2096 N Gateway Blvd | Fresno | CA | 93727 | DISP
[5 empty] | 1 |  |  |  | ADC TELECO | N-MCF24M0 | UNK | END OF LIFE | 3 X 2:1 SPLITTER. ADC TELECOMMUNICATIONS | 124 Action ST | Maynard | MA | 1754 | DISP
[5 empty] | 39 |  |  |  | ATX NETWORKS INC | N-MCF32M0 | UNK | END OF LIFE | ATX N-MCF32M0 0dB DEFLT F CONN 3x2:1 COMBINER W/MONITOR | 2096 N Gateway Blvd | Fresno | CA | 93727 | DISP
[5 empty] | 35 |  |  |  | ADC TELECO | N-MSF32M0 | UNK | END OF LIFE | ADC N-MSF32M0 SIGNALON 1GHZ F CON 3X2.1 0 dB SPLITR W/ MNTR | 2096 N Gateway Blvd | Fresno | CA | 93727 | DISP
|  |  |  | 111008482 | 1 |  |  |  | ARRIS | OMZ04M6FB6F1 | UNK | END OF LIFE | CW2 DWDM OPT MUX, ITU CH 21,22,24,26, LGX | 2096 N Gateway Blvd | Fresno | CA | 93727 | DISP
|  |  |  | 208004D | 1 |  |  |  | ARRIS | OP15D40U-0-99-AS | UNK | END OF LIFE | Demux 40x 100GHz CH 20-59 | 2096 N Gateway Blvd | Fresno | CA | 93727 | DISP
|  |  |  | E7F0976 | 1 |  |  |  | AURORA NETWORKS | OP34F1D-1610-0-00-AS | UNK | END OF LIFE | OP34F1D 1610NM STD SC/APC DL-PKD SGL-CHNL CWDM OPT FILTER | 2096 N Gateway Blvd | Fresno | CA | 93727 | DISP
|  |  |  | 208255E | 1 |  |  |  | AURORA NETWORKS | OP35D4R-1-99-AS | UNK | END OF LIFE | DEMUX 4 100GHZ ITU CHANNEL | 2096 N Gateway Blvd | Fresno | CA | 93727 | DISP
|  |  |  | 004269A | 1 |  |  |  | AURORA NETWORKS | OP35D4R-1-99-AS | UNK | END OF LIFE | DEMUX 4 100GHZ ITU CHANNEL | 2096 N Gateway Blvd | Fresno | CA | 93727 | DISP
|  |  |  | GFT21390103 | 1 |  |  |  | CISCO | OPLGX-MD16-2162-LQ | UNK | END OF LIFE | LGX MXDX-16CH-IWDM-LC/APC-DTP | 124 Action ST | Maynard | MA | 1754 | DISP
[5 empty] | 2 |  |  |  | CISCO | OPLGX-MD20-2039-LQ | UNK | END OF LIFE | LGX MXDX 20CH-ITU20-39, LC/APC | 124 Action ST | Maynard | MA | 1754 | DISP
|  |  |  | GFT22330110 | 1 |  |  |  | CISCO | OPLGX-MD40-2059-LQ | UNK | END OF LIFE | Dual wide LGX-MXDX-40 ch ITU 20-59 using quad LC/APC | 124 Action ST | Maynard | MA | 1754 | DISP
|  |  |  | E7A2341 | 1 |  |  |  | AURORA NETWORKS | PS3148D | UNK | END OF LIFE | USE CIFA 92146 250W PWER SUPPLY&CONTROLLER MODULE WITH DISPL | 2096 N Gateway Blvd | Fresno | CA | 93727 | DISP
|  |  |  | E3A9793 | 1 |  |  |  | AURORA NETWORKS | PS3148D | UNK | END OF LIFE | USE CIFA 92146 250W PWER SUPPLY&CONTROLLER MODULE WITH DISPL | 2096 N Gateway Blvd | Fresno | CA | 93727 | DISP
|  |  |  | D7A7748 | 1 |  |  |  | AURORA NETWORKS | PS3148D | UNK | END OF LIFE | USE CIFA 92146 250W PWER SUPPLY&CONTROLLER MODULE WITH DISPL | 2096 N Gateway Blvd | Fresno | CA | 93727 | DISP
|  |  |  | E7A2396 | 1 |  |  |  | AURORA NETWORKS | PS3148D | UNK | END OF LIFE | USE CIFA 92146 250W PWER SUPPLY&CONTROLLER MODULE WITH DISPL | 2096 N Gateway Blvd | Fresno | CA | 93727 | DISP
|  |  |  | E7A2388 | 1 |  |  |  | AURORA NETWORKS | PS3148D | UNK | END OF LIFE | USE CIFA 92146 250W PWER SUPPLY&CONTROLLER MODULE WITH DISPL | 2096 N Gateway Blvd | Fresno | CA | 93727 | DISP
|  |  |  | E2A7155 | 1 |  |  |  | AURORA NETWORKS | PS3148D | UNK | END OF LIFE | USE CIFA 92146 250W PWER SUPPLY&CONTROLLER MODULE WITH DISPL | 2096 N Gateway Blvd | Fresno | CA | 93727 | DISP
|  |  |  | PS3148.F412301 | 1 |  |  |  | AURORA NETWORKS | PS3148D | NEW | END OF LIFE | USE CIFA 92146 250W PWER SUPPLY&CONTROLLER MODULE WITH DISPL | 2096 N Gateway Blvd | Fresno | CA | 93727 | DISP
|  |  |  | E810598 | 1 |  |  |  | AURORA NETWORKS | PS3148N | UNK | END OF LIFE | 250W POWER SUPPLY AND CONTROLLER MODULE W/O DISPLAY | 2096 N Gateway Blvd | Fresno | CA | 93727 | DISP
|  |  |  | D8A7399 | 1 |  |  |  | AURORA NETWORKS | PS3148N | UNK | END OF LIFE | 250W POWER SUPPLY AND CONTROLLER MODULE W/O DISPLAY | 2096 N Gateway Blvd | Fresno | CA | 93727 | DISP
|  |  |  | E810590 | 1 |  |  |  | AURORA NETWORKS | PS3148N | UNK | END OF LIFE | 250W POWER SUPPLY AND CONTROLLER MODULE W/O DISPLAY | 2096 N Gateway Blvd | Fresno | CA | 93727 | DISP
|  |  |  | DCA3011 | 1 |  |  |  | AURORA NETWORKS | PS3148N | UNK | END OF LIFE | 250W POWER SUPPLY AND CONTROLLER MODULE W/O DISPLAY | 2096 N Gateway Blvd | Fresno | CA | 93727 | DISP
|  |  |  | F312C89 | 1 |  |  |  | AURORA NETWORKS | PS3148N | UNK | END OF LIFE | 250W POWER SUPPLY AND CONTROLLER MODULE W/O DISPLAY | 2096 N Gateway Blvd | Fresno | CA | 93727 | DISP
|  |  |  | F5117C5 | 1 |  |  |  | AURORA NETWORKS | PS3148N | UNK | END OF LIFE | 250W POWER SUPPLY AND CONTROLLER MODULE W/O DISPLAY | 2096 N Gateway Blvd | Fresno | CA | 93727 | DISP
|  |  |  | DCA2955 | 1 |  |  |  | AURORA NETWORKS | PS3148N | UNK | END OF LIFE | 250W POWER SUPPLY AND CONTROLLER MODULE W/O DISPLAY | 2096 N Gateway Blvd | Fresno | CA | 93727 | DISP
[5 empty] | 2 |  |  |  | JUNIPER | RE-S-2000 | UNK | END OF LIFE | Routing Engine 4GB RAM 1GB CF MX480 MX960 | 124 Action ST | Maynard | MA | 1754 | DISP
[5 empty] | 1 |  |  |  | TEKRON COMMUNICATION SYSTEMS | RMS2HB-1 | UNK | END OF LIFE | RF PILOT HUB REDUNDANCY AUTOMATIC SWITCH | 124 Action ST | Maynard | MA | 1754 | DISP
[5 empty] | 2 |  |  |  | GENERAL INSTRUMENT | RPD-2000 | UNK | END OF LIFE | General Instrument RPD-2000 Return Path Demodulator | 124 Action ST | Maynard | MA | 1754 | DISP
|  |  |  | 72822 | 1 |  |  |  | HARMONIC | RPR2210-AS-2A | UNK | END OF LIFE | HARMONIC DRIVE DUAL RETURN PATH RECEIVER | 2096 N Gateway Blvd | Fresno | CA | 93727 | DISP
|  |  |  | 72741 | 1 |  |  |  | HARMONIC | RPR2210-AS-2A | UNK | END OF LIFE | HARMONIC DRIVE DUAL RETURN PATH RECEIVER | 2096 N Gateway Blvd | Fresno | CA | 93727 | DISP
|  |  |  | 88142 | 1 |  |  |  | HARMONIC | RPR2210-AS-2A | UNK | END OF LIFE | HARMONIC DRIVE DUAL RETURN PATH RECEIVER | 2096 N Gateway Blvd | Fresno | CA | 93727 | DISP
|  |  |  | 01038484 | 1 |  |  |  | HARMONIC | RPR2220-AS-1 | UNK | END OF LIFE | HARMONIC RPR2220-AS-1 DUAL RETURN PATH RECEIVER | 2096 N Gateway Blvd | Fresno | CA | 93727 | DISP
|  |  |  | AA03A13599 | 1 |  |  |  | AURORA NETWORKS | RR4010-00-PI | UNK | END OF LIFE | Receiver Dual Pluggable SFP 3 GBPS - APD DR | 2096 N Gateway Blvd | Fresno | CA | 93727 | DISP
|  |  |  | 158462 | 1 |  |  |  | HARMONIC | R-RPR2210-AS-7 | UNK | END OF LIFE | HARMONIC R-RPR2210-AS-7 DUAL RETURN PATH RECEIVER | 2096 N Gateway Blvd | Fresno | CA | 93727 | DISP
|  |  |  | 0300130442 | 1 |  |  |  | HARMONIC | R-RPR2210-AS-7 | UNK | END OF LIFE | HARMONIC R-RPR2210-AS-7 DUAL RETURN PATH RECEIVER | 2096 N Gateway Blvd | Fresno | CA | 93727 | DISP
|  |  |  | 0300062088 | 1 |  |  |  | HARMONIC | R-RPR2210-AS-7 | UNK | END OF LIFE | HARMONIC R-RPR2210-AS-7 DUAL RETURN PATH RECEIVER | 2096 N Gateway Blvd | Fresno | CA | 93727 | DISP
|  |  |  | 054351386 | 1 |  |  |  | HARMONIC | R-RPR2210-AS-7 | UNK | END OF LIFE | HARMONIC R-RPR2210-AS-7 DUAL RETURN PATH RECEIVER | 2096 N Gateway Blvd | Fresno | CA | 93727 | DISP
|  |  |  | 0300101634 | 1 |  |  |  | HARMONIC | R-RPR2210-AS-7 | UNK | END OF LIFE | HARMONIC R-RPR2210-AS-7 DUAL RETURN PATH RECEIVER | 2096 N Gateway Blvd | Fresno | CA | 93727 | DISP
|  |  |  | 01029268 | 1 |  |  |  | HARMONIC | R-RPR2210-AS-7 | UNK | END OF LIFE | HARMONIC R-RPR2210-AS-7 DUAL RETURN PATH RECEIVER | 2096 N Gateway Blvd | Fresno | CA | 93727 | DISP
|  |  |  | 0399440721 | 1 |  |  |  | HARMONIC | R-RPR2210-AS-7 | UNK | END OF LIFE | HARMONIC R-RPR2210-AS-7 DUAL RETURN PATH RECEIVER | 2096 N Gateway Blvd | Fresno | CA | 93727 | DISP
|  |  |  | 156602 | 1 |  |  |  | HARMONIC | R-RPR2210-AS-7 | UNK | END OF LIFE | HARMONIC R-RPR2210-AS-7 DUAL RETURN PATH RECEIVER | 2096 N Gateway Blvd | Fresno | CA | 93727 | DISP
|  |  |  | 01148043 | 1 |  |  |  | HARMONIC | R-RPR2210-AS-7 | UNK | END OF LIFE | HARMONIC R-RPR2210-AS-7 DUAL RETURN PATH RECEIVER | 2096 N Gateway Blvd | Fresno | CA | 93727 | DISP
|  |  |  | 132222 | 1 |  |  |  | HARMONIC | R-RPR2210-AS-7 | UNK | END OF LIFE | HARMONIC R-RPR2210-AS-7 DUAL RETURN PATH RECEIVER | 2096 N Gateway Blvd | Fresno | CA | 93727 | DISP
|  |  |  | 0300090542 | 1 |  |  |  | HARMONIC | R-RPR2210-AS-7 | UNK | END OF LIFE | HARMONIC R-RPR2210-AS-7 DUAL RETURN PATH RECEIVER | 2096 N Gateway Blvd | Fresno | CA | 93727 | DISP
|  |  |  | 0399450459 | 1 |  |  |  | HARMONIC | R-RPR2210-AS-7 | UNK | END OF LIFE | HARMONIC R-RPR2210-AS-7 DUAL RETURN PATH RECEIVER | 2096 N Gateway Blvd | Fresno | CA | 93727 | DISP
|  |  |  | K3478 | 1 |  |  |  | SEACHANGE | SCSJ24012S | UNK | END OF LIFE | SEACHANGE SCSJ24012S SEAC-011 RM 4U 12BAY SCSI VIDEO UNIT | 4545 Stonegate Industrial Blvd | Stone Mountain | GA | 30083 | DISP
|  |  |  | K2963 | 1 |  |  |  | SEACHANGE | SCSJ24012S | UNK | END OF LIFE | SEACHANGE SCSJ24012S SEAC-011 RM 4U 12BAY SCSI VIDEO UNIT | 4545 Stonegate Industrial Blvd | Stone Mountain | GA | 30083 | DISP
|  |  |  | K3392 | 1 |  |  |  | SEACHANGE | SCSJ24012S | UNK | END OF LIFE | SEACHANGE SCSJ24012S SEAC-011 RM 4U 12BAY SCSI VIDEO UNIT | 4545 Stonegate Industrial Blvd | Stone Mountain | GA | 30083 | DISP
|  |  |  | K3149 | 1 |  |  |  | SEACHANGE | SCSJ24012S | UNK | END OF LIFE | SEACHANGE SCSJ24012S SEAC-011 RM 4U 12BAY SCSI VIDEO UNIT | 4545 Stonegate Industrial Blvd | Stone Mountain | GA | 30083 | DISP
|  |  |  | K2978 | 1 |  |  |  | SEACHANGE | SCSJ24012S | UNK | END OF LIFE | SEACHANGE SCSJ24012S SEAC-011 RM 4U 12BAY SCSI VIDEO UNIT | 4545 Stonegate Industrial Blvd | Stone Mountain | GA | 30083 | DISP
|  |  |  | K3546 | 1 |  |  |  | SEACHANGE | SCSJ24012S | UNK | END OF LIFE | SEACHANGE SCSJ24012S SEAC-011 RM 4U 12BAY SCSI VIDEO UNIT | 4545 Stonegate Industrial Blvd | Stone Mountain | GA | 30083 | DISP
|  |  |  | K3016 | 1 |  |  |  | SEACHANGE | SCSJ24012S | UNK | END OF LIFE | SEACHANGE SCSJ24012S SEAC-011 RM 4U 12BAY SCSI VIDEO UNIT | 4545 Stonegate Industrial Blvd | Stone Mountain | GA | 30083 | DISP
|  |  |  | K3745 | 1 |  |  |  | SEACHANGE | SCSJ24012S | UNK | END OF LIFE | SEACHANGE SCSJ24012S SEAC-011 RM 4U 12BAY SCSI VIDEO UNIT | 4545 Stonegate Industrial Blvd | Stone Mountain | GA | 30083 | DISP
|  |  |  | K2955 | 1 |  |  |  | SEACHANGE | SCSJ24012S | UNK | END OF LIFE | SEACHANGE SCSJ24012S SEAC-011 RM 4U 12BAY SCSI VIDEO UNIT | 4545 Stonegate Industrial Blvd | Stone Mountain | GA | 30083 | DISP
|  |  |  | K3435 | 1 |  |  |  | SEACHANGE | SCSJ24012S | UNK | END OF LIFE | SEACHANGE SCSJ24012S SEAC-011 RM 4U 12BAY SCSI VIDEO UNIT | 4545 Stonegate Industrial Blvd | Stone Mountain | GA | 30083 | DISP
|  |  |  | 320986914200007700020002 | 1 |  |  |  | POWER-ONE INC. | SFD550-S101G | UNK | END OF LIFE | POWER-ONE SFD550-S101G 450W POWER SUPPLY UNIT | 2096 N Gateway Blvd | Fresno | CA | 93727 | DISP
|  |  |  | FNS150613M3 | 1 |  |  |  | CISCO | SFP-GE-S | UNK | END OF LIFE | Cisco 1000Base-SX SFP | 1900 CUMBERLAND SE PKWY | ATLANTA | GA | 30339 | DISP
|  |  |  | FNS150614S1 | 1 |  |  |  | CISCO | SFP-GE-S | UNK | END OF LIFE | Cisco 1000Base-SX SFP | 1900 CUMBERLAND SE PKWY | ATLANTA | GA | 30339 | DISP
|  |  |  | APCR366 | 1 |  |  |  | ARTESYN | SPLC-20-4-1 | UNK | END OF LIFE | OPTICAL FIBER CHANNEL TRANSCEIVER | 4545 Stonegate Industrial Blvd | Stone Mountain | GA | 30083 | DISP
|  |  |  | 3LM0HZEZ | 1 |  |  |  | SEAGATE | ST3300555SS | UNK | END OF LIFE | 300GB 10K INTERNAL RPM 3.5 | 1900 CUMBERLAND SE PKWY | ATLANTA | GA | 30339 | DISP
|  |  |  | 3LM0GL5B | 1 |  |  |  | SEAGATE | ST3300555SS | UNK | END OF LIFE | 300GB 10K INTERNAL RPM 3.5 | 1900 CUMBERLAND SE PKWY | ATLANTA | GA | 30339 | DISP
|  |  |  | 3LM0GL8F | 1 |  |  |  | SEAGATE | ST3300555SS | UNK | END OF LIFE | 300GB 10K INTERNAL RPM 3.5 | 1900 CUMBERLAND SE PKWY | ATLANTA | GA | 30339 | DISP
|  |  |  | 3LM0HGBW | 1 |  |  |  | SEAGATE | ST3300555SS | UNK | END OF LIFE | 300GB 10K INTERNAL RPM 3.5 | 1900 CUMBERLAND SE PKWY | ATLANTA | GA | 30339 | DISP
|  |  |  | 3LM0HHJA | 1 |  |  |  | SEAGATE | ST3300555SS | UNK | END OF LIFE | 300GB 10K INTERNAL RPM 3.5 | 1900 CUMBERLAND SE PKWY | ATLANTA | GA | 30339 | DISP
|  |  |  | 3LM16NL6 | 1 |  |  |  | SEAGATE | ST3300555SS | UNK | END OF LIFE | 300GB 10K INTERNAL RPM 3.5 | 1900 CUMBERLAND SE PKWY | ATLANTA | GA | 30339 | DISP
|  |  |  | 6SJ1TWZL | 1 |  |  |  | DELL | ST3300656SS | UNK | END OF LIFE | DELL ST3300656SS 300GB SAS 15K RPM 3GB/S 3.5" FF 16MB HDD | 1900 CUMBERLAND SE PKWY | ATLANTA | GA | 30339 | DISP
|  |  |  | 6SJ7GHNL | 1 |  |  |  | DELL | ST3300656SS | UNK | END OF LIFE | DELL ST3300656SS 300GB SAS 15K RPM 3GB/S 3.5" FF 16MB HDD | 1900 CUMBERLAND SE PKWY | ATLANTA | GA | 30339 | DISP
|  |  |  | 6SJ7J7WW | 1 |  |  |  | DELL | ST3300656SS | UNK | END OF LIFE | DELL ST3300656SS 300GB SAS 15K RPM 3GB/S 3.5" FF 16MB HDD | 1900 CUMBERLAND SE PKWY | ATLANTA | GA | 30339 | DISP
|  |  |  | 3QP2MFQX | 1 |  |  |  | DELL | ST3300656SS | UNK | END OF LIFE | DELL ST3300656SS 300GB SAS 15K RPM 3GB/S 3.5" FF 16MB HDD | 1900 CUMBERLAND SE PKWY | ATLANTA | GA | 30339 | DISP
|  |  |  | 3SJ1Y32H | 1 |  |  |  | DELL | ST3300656SS | UNK | END OF LIFE | DELL ST3300656SS 300GB SAS 15K RPM 3GB/S 3.5" FF 16MB HDD | 1900 CUMBERLAND SE PKWY | ATLANTA | GA | 30339 | DISP
|  |  |  | 6SJ3HH07 | 1 |  |  |  | DELL | ST3300656SS | UNK | END OF LIFE | DELL ST3300656SS 300GB SAS 15K RPM 3GB/S 3.5" FF 16MB HDD | 1900 CUMBERLAND SE PKWY | ATLANTA | GA | 30339 | DISP
|  |  |  | 6SJ6C8X6 | 1 |  |  |  | DELL | ST3300656SS | UNK | END OF LIFE | DELL ST3300656SS 300GB SAS 15K RPM 3GB/S 3.5" FF 16MB HDD | 1900 CUMBERLAND SE PKWY | ATLANTA | GA | 30339 | DISP
[5 empty] | 59 |  |  |  | SEAGATE | ST3300657SS | UNK | END OF LIFE | 300GB RPM 15K SAS 6bps | 1900 CUMBERLAND SE PKWY | ATLANTA | GA | 30339 | DISP
|  |  |  | 9QM7CMRL | 1 |  |  |  | SEAGATE | ST3500320NS | UNK | END OF LIFE | SEAGATE ST3500320NS BARRACUDA 500GB 7.2KRPM 3.5" HARD DRIVE | 4545 Stonegate Industrial Blvd | Stone Mountain | GA | 30083 | DISP
|  |  |  | WMAYP0072397 | 1 |  |  |  | SEAGATE | ST3500320NS | UNK | END OF LIFE | SEAGATE ST3500320NS BARRACUDA 500GB 7.2KRPM 3.5" HARD DRIVE | 4545 Stonegate Industrial Blvd | Stone Mountain | GA | 30083 | DISP
|  |  |  | 9QM7DSVN | 1 |  |  |  | SEAGATE | ST3500320NS | UNK | END OF LIFE | SEAGATE ST3500320NS BARRACUDA 500GB 7.2KRPM 3.5" HARD DRIVE | 4545 Stonegate Industrial Blvd | Stone Mountain | GA | 30083 | DISP
|  |  |  | S0M1MDRF | 1 |  |  |  | SEAGATE | ST600MM0006 | UNK | END OF LIFE | 10K.6 SAS 6GBS 600GB 2.5 HARD DRIVE | 1900 CUMBERLAND SE PKWY | ATLANTA | GA | 30339 | DISP
|  |  |  | S0M0X22C | 1 |  |  |  | SEAGATE | ST600MM0006 | UNK | END OF LIFE | 10K.6 SAS 6GBS 600GB 2.5 HARD DRIVE | 1900 CUMBERLAND SE PKWY | ATLANTA | GA | 30339 | DISP
|  |  |  | 9XG3GXEM | 1 |  |  |  | SEAGATE | ST91000640SS | UNK | END OF LIFE | ST91000640SS 1TB 7200 RPM 64MB Cache SAS 6Gb/s 2.5" HD | 4545 Stonegate Industrial Blvd | Stone Mountain | GA | 30083 | DISP
|  |  |  | 9XG3GY6M | 1 |  |  |  | SEAGATE | ST91000640SS | UNK | END OF LIFE | ST91000640SS 1TB 7200 RPM 64MB Cache SAS 6Gb/s 2.5" HD | 4545 Stonegate Industrial Blvd | Stone Mountain | GA | 30083 | DISP
|  |  |  | 9XG3GXTC | 1 |  |  |  | SEAGATE | ST91000640SS | UNK | END OF LIFE | ST91000640SS 1TB 7200 RPM 64MB Cache SAS 6Gb/s 2.5" HD | 4545 Stonegate Industrial Blvd | Stone Mountain | GA | 30083 | DISP
|  |  |  | 9XG3DJ08 | 1 |  |  |  | SEAGATE | ST91000640SS | UNK | END OF LIFE | ST91000640SS 1TB 7200 RPM 64MB Cache SAS 6Gb/s 2.5" HD | 4545 Stonegate Industrial Blvd | Stone Mountain | GA | 30083 | DISP
|  |  |  | 9XF2PMDQ | 1 |  |  |  | SEAGATE | ST9500620NS | UNK | END OF LIFE | SEAGATE ST9500620NS 500GB 7200RPM 64MB SATA 6.0GB/S | 4545 Stonegate Industrial Blvd | Stone Mountain | GA | 30083 | DISP
|  |  |  | 9XF45EDD | 1 |  |  |  | SEAGATE | ST9500620NS | UNK | END OF LIFE | SEAGATE ST9500620NS 500GB 7200RPM 64MB SATA 6.0GB/S | 4545 Stonegate Industrial Blvd | Stone Mountain | GA | 30083 | DISP
|  |  |  | 9XF2PLL4 | 1 |  |  |  | SEAGATE | ST9500620NS | UNK | END OF LIFE | SEAGATE ST9500620NS 500GB 7200RPM 64MB SATA 6.0GB/S | 4545 Stonegate Industrial Blvd | Stone Mountain | GA | 30083 | DISP
|  |  |  | 9XF2J6V6 | 1 |  |  |  | SEAGATE | ST9500620NS | UNK | END OF LIFE | SEAGATE ST9500620NS 500GB 7200RPM 64MB SATA 6.0GB/S | 4545 Stonegate Industrial Blvd | Stone Mountain | GA | 30083 | DISP
|  |  |  | 9XF2J8MG | 1 |  |  |  | SEAGATE | ST9500620NS | UNK | END OF LIFE | SEAGATE ST9500620NS 500GB 7200RPM 64MB SATA 6.0GB/S | 4545 Stonegate Industrial Blvd | Stone Mountain | GA | 30083 | DISP
|  |  |  | 9XF2J6ZR | 1 |  |  |  | SEAGATE | ST9500620NS | UNK | END OF LIFE | SEAGATE ST9500620NS 500GB 7200RPM 64MB SATA 6.0GB/S | 4545 Stonegate Industrial Blvd | Stone Mountain | GA | 30083 | DISP
|  |  |  | 9XF2RF8N | 1 |  |  |  | SEAGATE | ST9500620NS | UNK | END OF LIFE | SEAGATE ST9500620NS 500GB 7200RPM 64MB SATA 6.0GB/S | 4545 Stonegate Industrial Blvd | Stone Mountain | GA | 30083 | DISP
|  |  |  | 9XF2PLN0 | 1 |  |  |  | SEAGATE | ST9500620NS | UNK | END OF LIFE | SEAGATE ST9500620NS 500GB 7200RPM 64MB SATA 6.0GB/S | 4545 Stonegate Industrial Blvd | Stone Mountain | GA | 30083 | DISP
|  |  |  | 9XF2J8ER | 1 |  |  |  | SEAGATE | ST9500620NS | UNK | END OF LIFE | SEAGATE ST9500620NS 500GB 7200RPM 64MB SATA 6.0GB/S | 4545 Stonegate Industrial Blvd | Stone Mountain | GA | 30083 | DISP
|  |  |  | 9XF2J3QM | 1 |  |  |  | SEAGATE | ST9500620NS | UNK | END OF LIFE | SEAGATE ST9500620NS 500GB 7200RPM 64MB SATA 6.0GB/S | 4545 Stonegate Industrial Blvd | Stone Mountain | GA | 30083 | DISP
|  |  |  | 9XF2J6ZW | 1 |  |  |  | SEAGATE | ST9500620NS | UNK | END OF LIFE | SEAGATE ST9500620NS 500GB 7200RPM 64MB SATA 6.0GB/S | 4545 Stonegate Industrial Blvd | Stone Mountain | GA | 30083 | DISP
|  |  |  | 9XF2PMD7 | 1 |  |  |  | SEAGATE | ST9500620NS | UNK | END OF LIFE | SEAGATE ST9500620NS 500GB 7200RPM 64MB SATA 6.0GB/S | 4545 Stonegate Industrial Blvd | Stone Mountain | GA | 30083 | DISP
|  |  |  | 9XF2PN2A | 1 |  |  |  | SEAGATE | ST9500620NS | UNK | END OF LIFE | SEAGATE ST9500620NS 500GB 7200RPM 64MB SATA 6.0GB/S | 4545 Stonegate Industrial Blvd | Stone Mountain | GA | 30083 | DISP
|  |  |  | 9XF2RG68 | 1 |  |  |  | SEAGATE | ST9500620NS | UNK | END OF LIFE | SEAGATE ST9500620NS 500GB 7200RPM 64MB SATA 6.0GB/S | 4545 Stonegate Industrial Blvd | Stone Mountain | GA | 30083 | DISP
|  |  |  | 9XG3DSB4 | 1 |  |  |  | SEAGATE | ST9500620NS | UNK | END OF LIFE | SEAGATE ST9500620NS 500GB 7200RPM 64MB SATA 6.0GB/S | 4545 Stonegate Industrial Blvd | Stone Mountain | GA | 30083 | DISP
|  |  |  | 9XF2RG81 | 1 |  |  |  | SEAGATE | ST9500620NS | UNK | END OF LIFE | SEAGATE ST9500620NS 500GB 7200RPM 64MB SATA 6.0GB/S | 4545 Stonegate Industrial Blvd | Stone Mountain | GA | 30083 | DISP
|  |  |  | 9XF2PLEK | 1 |  |  |  | SEAGATE | ST9500620NS | UNK | END OF LIFE | SEAGATE ST9500620NS 500GB 7200RPM 64MB SATA 6.0GB/S | 4545 Stonegate Industrial Blvd | Stone Mountain | GA | 30083 | DISP
|  |  |  | 9XG3DEFD | 1 |  |  |  | SEAGATE | ST9500620NS | UNK | END OF LIFE | SEAGATE ST9500620NS 500GB 7200RPM 64MB SATA 6.0GB/S | 4545 Stonegate Industrial Blvd | Stone Mountain | GA | 30083 | DISP
|  |  |  | 9XF2PM9G | 1 |  |  |  | SEAGATE | ST9500620NS | UNK | END OF LIFE | SEAGATE ST9500620NS 500GB 7200RPM 64MB SATA 6.0GB/S | 1900 CUMBERLAND SE PKWY | ATLANTA | GA | 30339 | DISP
|  |  |  | 9XF1ZKNH | 1 |  |  |  | SEAGATE | ST9500620NS | UNK | END OF LIFE | SEAGATE ST9500620NS 500GB 7200RPM 64MB SATA 6.0GB/S | 1900 CUMBERLAND SE PKWY | ATLANTA | GA | 30339 | DISP
|  |  |  | 9XF1YYZE | 1 |  |  |  | SEAGATE | ST9500620NS | UNK | END OF LIFE | SEAGATE ST9500620NS 500GB 7200RPM 64MB SATA 6.0GB/S | 1900 CUMBERLAND SE PKWY | ATLANTA | GA | 30339 | DISP
|  |  |  | 9XF2PMBT | 1 |  |  |  | SEAGATE | ST9500620NS | UNK | END OF LIFE | SEAGATE ST9500620NS 500GB 7200RPM 64MB SATA 6.0GB/S | 1900 CUMBERLAND SE PKWY | ATLANTA | GA | 30339 | DISP
|  |  |  | 9XF2PME3 | 1 |  |  |  | SEAGATE | ST9500620NS | UNK | END OF LIFE | SEAGATE ST9500620NS 500GB 7200RPM 64MB SATA 6.0GB/S | 1900 CUMBERLAND SE PKWY | ATLANTA | GA | 30339 | DISP
|  |  |  | 9XF2PLMT | 1 |  |  |  | SEAGATE | ST9500620NS | UNK | END OF LIFE | SEAGATE ST9500620NS 500GB 7200RPM 64MB SATA 6.0GB/S | 1900 CUMBERLAND SE PKWY | ATLANTA | GA | 30339 | DISP
|  |  |  | 9XF1YH9B | 1 |  |  |  | SEAGATE | ST9500620NS | UNK | END OF LIFE | SEAGATE ST9500620NS 500GB 7200RPM 64MB SATA 6.0GB/S | 1900 CUMBERLAND SE PKWY | ATLANTA | GA | 30339 | DISP
|  |  |  | 9XF2PMVC | 1 |  |  |  | SEAGATE | ST9500620NS | UNK | END OF LIFE | SEAGATE ST9500620NS 500GB 7200RPM 64MB SATA 6.0GB/S | 1900 CUMBERLAND SE PKWY | ATLANTA | GA | 30339 | DISP
|  |  |  | 9XF2PMC1 | 1 |  |  |  | SEAGATE | ST9500620NS | UNK | END OF LIFE | SEAGATE ST9500620NS 500GB 7200RPM 64MB SATA 6.0GB/S | 1900 CUMBERLAND SE PKWY | ATLANTA | GA | 30339 | DISP
|  |  |  | 100157281 | 1 |  |  |  | ALPHA TECHNOLOGIES | TM2-915 | UNK | END OF LIFE | ALPHA TECHNOLOGIES TM2-915 120VAC 60Hz 36VDC OUTP STDBY PSU | 4255 Cromwell Road | Chattanooga | TN | 37421 | DISP
|  |  |  | 100157289 | 1 |  |  |  | ALPHA TECHNOLOGIES | TM2-915 | UNK | END OF LIFE | ALPHA TECHNOLOGIES TM2-915 120VAC 60Hz 36VDC OUTP STDBY PSU | 4255 Cromwell Road | Chattanooga | TN | 37421 | DISP
|  |  |  | K2427 | 1 |  |  |  | SEACHANGE | VS-400 | UNK | END OF LIFE | SEACHANGE VS-400 SEAC-001 VIDEO ON DEM BROADCAST MED CLUSTER | 4545 Stonegate Industrial Blvd | Stone Mountain | GA | 30083 | DISP
|  |  |  | K2481 | 1 |  |  |  | SEACHANGE | VS-400 | UNK | END OF LIFE | SEACHANGE VS-400 SEAC-001 VIDEO ON DEM BROADCAST MED CLUSTER | 4545 Stonegate Industrial Blvd | Stone Mountain | GA | 30083 | DISP
|  |  |  | JUT091900NN | 1 |  |  |  | CISCO | WS-G5484 | UNK | END OF LIFE | Cisco 1000BASE-SX GBIC Transceiver-30-0759-01 | 124 Action ST | Maynard | MA | 1754 | DISP
[5 empty] | 1 |  |  |  | CIENA CORPORATION | XCVR-000G85 | UNK | END OF LIFE | Ciena 1G SFP, MM, 850nm, 550m | 124 Action ST | Maynard | MA | 1754 | DISP
|  |  |  | RX207661 | 1 |  |  |  | ALPHA TECHNOLOGIES | XM2-615 | UNK | END OF LIFE | ALPHA XM2-615 16A 60HZ UNINTERRUPTIBLE POWER SUPPLY | 4255 Cromwell Road | Chattanooga | TN | 37421 | DISP
|  |  |  | RX248558 | 1 |  |  |  | ALPHA TECHNOLOGIES | XM2-615 | UNK | END OF LIFE | ALPHA XM2-615 16A 60HZ UNINTERRUPTIBLE POWER SUPPLY | 4255 Cromwell Road | Chattanooga | TN | 37421 | DISP
|  |  |  | RX199318 | 1 |  |  |  | ALPHA TECHNOLOGIES | XM2-615 | UNK | END OF LIFE | ALPHA XM2-615 16A 60HZ UNINTERRUPTIBLE POWER SUPPLY | 4255 Cromwell Road | Chattanooga | TN | 37421 | DISP
|  |  |  | RX201994 | 1 |  |  |  | ALPHA TECHNOLOGIES | XM2-615 | UNK | END OF LIFE | ALPHA XM2-615 16A 60HZ UNINTERRUPTIBLE POWER SUPPLY | 4255 Cromwell Road | Chattanooga | TN | 37421 | DISP
|  |  |  | RX146007 | 1 |  |  |  | ALPHA TECHNOLOGIES | XM2-615 | UNK | END OF LIFE | ALPHA XM2-615 16A 60HZ UNINTERRUPTIBLE POWER SUPPLY | 4255 Cromwell Road | Chattanooga | TN | 37421 | DISP
|  |  |  | RX199288 | 1 |  |  |  | ALPHA TECHNOLOGIES | XM2-615 | UNK | END OF LIFE | ALPHA XM2-615 16A 60HZ UNINTERRUPTIBLE POWER SUPPLY | 4255 Cromwell Road | Chattanooga | TN | 37421 | DISP
|  |  |  | RX176259 | 1 |  |  |  | ALPHA TECHNOLOGIES | XM2-615 | UNK | END OF LIFE | ALPHA XM2-615 16A 60HZ UNINTERRUPTIBLE POWER SUPPLY | 4255 Cromwell Road | Chattanooga | TN | 37421 | DISP
|  |  |  | RX193262 | 1 |  |  |  | ALPHA TECHNOLOGIES | XM2-615 | UNK | END OF LIFE | ALPHA XM2-615 16A 60HZ UNINTERRUPTIBLE POWER SUPPLY | 4255 Cromwell Road | Chattanooga | TN | 37421 | DISP
|  |  |  | RX199330 | 1 |  |  |  | ALPHA TECHNOLOGIES | XM2-615 | UNK | END OF LIFE | ALPHA XM2-615 16A 60HZ UNINTERRUPTIBLE POWER SUPPLY | 4255 Cromwell Road | Chattanooga | TN | 37421 | DISP
|  |  |  | RX170289 | 1 |  |  |  | ALPHA TECHNOLOGIES | XM2-615 | UNK | END OF LIFE | ALPHA XM2-615 16A 60HZ UNINTERRUPTIBLE POWER SUPPLY | 4255 Cromwell Road | Chattanooga | TN | 37421 | DISP
|  |  |  | RX201139 | 1 |  |  |  | ALPHA TECHNOLOGIES | XM2-615 | UNK | END OF LIFE | ALPHA XM2-615 16A 60HZ UNINTERRUPTIBLE POWER SUPPLY | 4255 Cromwell Road | Chattanooga | TN | 37421 | DISP
|  |  |  | RX188836 | 1 |  |  |  | ALPHA TECHNOLOGIES | XM2-615 | UNK | END OF LIFE | ALPHA XM2-615 16A 60HZ UNINTERRUPTIBLE POWER SUPPLY | 4255 Cromwell Road | Chattanooga | TN | 37421 | DISP
|  |  |  | RX210742 | 1 |  |  |  | ALPHA TECHNOLOGIES | XM2-615 | UNK | END OF LIFE | ALPHA XM2-615 16A 60HZ UNINTERRUPTIBLE POWER SUPPLY | 4255 Cromwell Road | Chattanooga | TN | 37421 | DISP
|  |  |  | TB010F101250000002 | 1 |  |  |  | DELL | YM-2651B | UNK | END OF LIFE | DELL YM-2651B 650W HOT SWAP POWER SUP POWEREDGE C1100 | 1900 CUMBERLAND SE PKWY | ATLANTA | GA | 30339 | DISP
|  |  |  | SB000F101244000400 | 1 |  |  |  | DELL | YM-2651B | UNK | END OF LIFE | DELL YM-2651B 650W HOT SWAP POWER SUP POWEREDGE C1100 | 1900 CUMBERLAND SE PKWY | ATLANTA | GA | 30339 | DISP
|  |  |  | TB010F101250000001 | 1 |  |  |  | DELL | YM-2651B | UNK | END OF LIFE | DELL YM-2651B 650W HOT SWAP POWER SUP POWEREDGE C1100 | 1900 CUMBERLAND SE PKWY | ATLANTA | GA | 30339 | DISP
|  |  |  | SB000F101244000399 | 1 |  |  |  | DELL | YM-2651B | UNK | END OF LIFE | DELL YM-2651B 650W HOT SWAP POWER SUP POWEREDGE C1100 | 1900 CUMBERLAND SE PKWY | ATLANTA | GA | 30339 | DISP
|  |  |  | SB1106051037003003 | 1 |  |  |  | DELL | YM-2651B | UNK | END OF LIFE | DELL YM-2651B 650W HOT SWAP POWER SUP POWEREDGE C1100 | 1900 CUMBERLAND SE PKWY | ATLANTA | GA | 30339 | DISP
|  |  |  | SB1106051037003017 | 1 |  |  |  | DELL | YM-2651B | UNK | END OF LIFE | DELL YM-2651B 650W HOT SWAP POWER SUP POWEREDGE C1100 | 1900 CUMBERLAND SE PKWY | ATLANTA | GA | 30339 | DISP